## 100-K_Product selection
Cross Reference 100-M > 100-K
| How to use this worksheet: |  |  | To adjust row heights: | CTRL+Shift+R
1) Enter the catalog numbers of the 100-M products into the first column
2) The information in the remaining cells will appear automatically
3) For copying information from this worksheet to other sheets select the cells to copy,
copy the cells and paste the values at the destination (edit/paste special…/values)
100-M catalog number | Description | Details | 100-K equivalent product | Details | Remarks

## 100-K_Database
Source Data
Catnum 100-M | Details | Description | Catnum 100-K | Details | Remark
100-M05NKQ3S | 12V50/60 | MINI CONTACTOR, 5.3A, 3-Pole, aux.contact 1xNO | 100-K05KQ10 | 12V50/60 | -
100-M05NKD3S | 24V50/60 | MINI CONTACTOR, 5.3A, 3-Pole, aux.contact 1xNO | 100-K05KJ10 | 24V50/60 | -
100-M05NKVD3S | 24V50/60-V | MINI CONTACTOR, 5.3A, 3-Pole, aux.contact 1xNO | 100-K05WJ10 | 24V50/60-V | with varistor
100-M05NKV3S | 32V50/60 | MINI CONTACTOR, 5.3A, 3-Pole, aux.contact 1xNO | 100-K05VU10 | 32V50/60 | -
100-M05NKC3S | 36V50/60 | MINI CONTACTOR, 5.3A, 3-Pole, aux.contact 1xNO | 100-K05KV10 | 36V50/60 | -
100-M05NKX3S | 42V50/60 | MINI CONTACTOR, 5.3A, 3-Pole, aux.contact 1xNO | 100-K05KW10 | 42V50/60 | -
100-M05NKH3S | 48V50/60 | MINI CONTACTOR, 5.3A, 3-Pole, aux.contact 1xNO | 100-K05KY10 | 48V50/60 | -
100-M05NKR3S | 60V50/60 | MINI CONTACTOR, 5.3A, 3-Pole, aux.contact 1xNO | 100-K05KR10 | 60V50/60 | -
100-M05NKM3S | 70V50/60 | MINI CONTACTOR, 5.3A, 3-Pole, aux.contact 1xNO | 100-K05VG10 | 70V50/60 | -
100-M05ND3S | 110V50/120V60 | MINI CONTACTOR, 5.3A, 3-Pole, aux.contact 1xNO | 100-K05D10 | 110V50/120V60 | -
100-M05NKSS3S | 125V50/60 | MINI CONTACTOR, 5.3A, 3-Pole, aux.contact 1xNO | 100-K05VS10 | 127V50/60 | -
100-M05NKE3S | 135V50/60 | MINI CONTACTOR, 5.3A, 3-Pole, aux.contact 1xNO | 100-K05VE10 | 135V50/60 | -
100-M05NKG3S | 200V50/60 | MINI CONTACTOR, 5.3A, 3-Pole, aux.contact 1xNO | 100-K05KG10 | 200V50/200-220V60 | -
100-M05NKL3S | 200-230V50/60 | MINI CONTACTOR, 5.3A, 3-Pole, aux.contact 1xNO | 100-K05KL10 | 200-230V50/60 | -
100-M05NKF3S | 230V50/60 | MINI CONTACTOR, 5.3A, 3-Pole, aux.contact 1xNO | 100-K05KF10 | 230V50/60 | -
100-M05NKT3S | 240V50/60 | MINI CONTACTOR, 5.3A, 3-Pole, aux.contact 1xNO | 100-K05KA10 | 240V50/60 | -
100-M05NKAA3S | 250V50/60 | MINI CONTACTOR, 5.3A, 3-Pole, aux.contact 1xNO | 100-K05VT10 | 250V50/60 | -
100-M05NKK3S | 380-400V50 | MINI CONTACTOR, 5.3A, 3-Pole, aux.contact 1xNO | 100-K05N10 | 380-400V50 | -
100-M05NKN3S | 400V50/60 | MINI CONTACTOR, 5.3A, 3-Pole, aux.contact 1xNO | 100-K05KN10 | 400V50/60 | -
100-M05NKU3S | 415V50/60 | MINI CONTACTOR, 5.3A, 3-Pole, aux.contact 1xNO | 100-K05KU10 | 415V50/60 | -
100-M05NB3S | 440V50/480V60 | MINI CONTACTOR, 5.3A, 3-Pole, aux.contact 1xNO | 100-K05B10 | 440V50/480V60 | -
100-M05NKZ3S | 500V50/60 | MINI CONTACTOR, 5.3A, 3-Pole, aux.contact 1xNO | 100-K05M10 | 500V50/575V60 | -
100-M05NCB3S | 575-600V60 | MINI CONTACTOR, 5.3A, 3-Pole, aux.contact 1xNO | 100-K05VC10 | 525V50/600V60 | -
100-M05NZRA3S | 9VDC | MINI CONTACTOR, 5.3A, 3-Pole, aux.contact 1xNO | 100-K05ZR10 | 9 (6…12)VDC | wide range coil 0.7…1.25xUe
100-M05NZ123S | 12VDC | MINI CONTACTOR, 5.3A, 3-Pole, aux.contact 1xNO | 100-K05ZQ10 | 12 (7.5…15)VDC | wide range coil 0.7…1.25xUe
100-M05NZ243S | 24VDC | MINI CONTACTOR, 5.3A, 3-Pole, aux.contact 1xNO | 100-K05ZJ10 | 24 (17…30)VDC | wide range coil 0.7…1.25xUe
100-M05NZD243S | 24VDC-D | MINI CONTACTOR, 5.3A, 3-Pole, aux.contact 1xNO | 100-K05DJ10 | 24 (17…30)VDC-D | wide range coil 0.7…1.25xUe, with diode
100-M05NZC3S | 30VDC | MINI CONTACTOR, 5.3A, 3-Pole, aux.contact 1xNO | 100-K05ZC10 | 30VDC | -
100-M05NZ363S | 36VDC | MINI CONTACTOR, 5.3A, 3-Pole, aux.contact 1xNO | 100-K05ZW10 | 36VDC | -
100-M05NZ483S | 48VDC | MINI CONTACTOR, 5.3A, 3-Pole, aux.contact 1xNO | 100-K05ZY10 | 48VDC | -
100-M05NZ603S | 60VDC | MINI CONTACTOR, 5.3A, 3-Pole, aux.contact 1xNO | 100-K05ZZ10 | 60VDC | -
100-M05NZG3S | 72VDC | MINI CONTACTOR, 5.3A, 3-Pole, aux.contact 1xNO | 100-K05ZG10 | 72VDC | -
100-M05NZ803S | 80VDC | MINI CONTACTOR, 5.3A, 3-Pole, aux.contact 1xNO | 100-K05ZE10 | 80VDC | -
100-M05NZ113S | 110VDC | MINI CONTACTOR, 5.3A, 3-Pole, aux.contact 1xNO | 100-K05ZD10 | 110 (93.5…137.5)VDC | wide range coil 0.7…1.25xUe
100-M05NZU3S | 120VDC | MINI CONTACTOR, 5.3A, 3-Pole, aux.contact 1xNO | 100-K05ZU10 | 120VDC | -
100-M05NZ33S | 125VDC | MINI CONTACTOR, 5.3A, 3-Pole, aux.contact 1xNO | 100-K05ZS10 | 125VDC | -
100-M05NZ23S | 220VDC | MINI CONTACTOR, 5.3A, 3-Pole, aux.contact 1xNO | 100-K05ZA10 | 220VDC | -
100-M05NZL3S | 240VDC | MINI CONTACTOR, 5.3A, 3-Pole, aux.contact 1xNO | 100-K05ZL10 | 240VDC | -
100-M05NZT3S | 250VDC | MINI CONTACTOR, 5.3A, 3-Pole, aux.contact 1xNO | 100-K05ZT10 | 250VDC | -
100-M05NKQ31S | 12V50/60 | MINI CONTACTOR, 5.3A, 3-Pole, aux.contact 1xNC | 100-K05KQ01 | 12V50/60 | -
100-M05NKD31S | 24V50/60 | MINI CONTACTOR, 5.3A, 3-Pole, aux.contact 1xNC | 100-K05KJ01 | 24V50/60 | -
100-M05NKVD31S | 24V50/60-V | MINI CONTACTOR, 5.3A, 3-Pole, aux.contact 1xNC | 100-K05WJ01 | 24V50/60-V | with varistor
100-M05NKV31S | 32V50/60 | MINI CONTACTOR, 5.3A, 3-Pole, aux.contact 1xNC | 100-K05VU01 | 32V50/60 | -
100-M05NKC31S | 36V50/60 | MINI CONTACTOR, 5.3A, 3-Pole, aux.contact 1xNC | 100-K05KV01 | 36V50/60 | -
100-M05NKX31S | 42V50/60 | MINI CONTACTOR, 5.3A, 3-Pole, aux.contact 1xNC | 100-K05KW01 | 42V50/60 | -
100-M05NKH31S | 48V50/60 | MINI CONTACTOR, 5.3A, 3-Pole, aux.contact 1xNC | 100-K05KY01 | 48V50/60 | -
100-M05NKR31S | 60V50/60 | MINI CONTACTOR, 5.3A, 3-Pole, aux.contact 1xNC | 100-K05KR01 | 60V50/60 | -
100-M05NKM31S | 70V50/60 | MINI CONTACTOR, 5.3A, 3-Pole, aux.contact 1xNC | 100-K05VG01 | 70V50/60 | -
100-M05ND31S | 110V50/120V60 | MINI CONTACTOR, 5.3A, 3-Pole, aux.contact 1xNC | 100-K05D01 | 110V50/120V60 | -
100-M05NKSS31S | 125V50/60 | MINI CONTACTOR, 5.3A, 3-Pole, aux.contact 1xNC | 100-K05VS01 | 127V50/60 | -
100-M05NKE31S | 135V50/60 | MINI CONTACTOR, 5.3A, 3-Pole, aux.contact 1xNC | 100-K05VE01 | 135V50/60 | -
100-M05NKG31S | 200V50/60 | MINI CONTACTOR, 5.3A, 3-Pole, aux.contact 1xNC | 100-K05KG01 | 200V50/200-220V60 | -
100-M05NKL31S | 200-230V50/60 | MINI CONTACTOR, 5.3A, 3-Pole, aux.contact 1xNC | 100-K05KL01 | 200-230V50/60 | -
100-M05NKF31S | 230V50/60 | MINI CONTACTOR, 5.3A, 3-Pole, aux.contact 1xNC | 100-K05KF01 | 230V50/60 | -
100-M05NKT31S | 240V50/60 | MINI CONTACTOR, 5.3A, 3-Pole, aux.contact 1xNC | 100-K05KA01 | 240V50/60 | -
100-M05NKAA31S | 250V50/60 | MINI CONTACTOR, 5.3A, 3-Pole, aux.contact 1xNC | 100-K05VT01 | 250V50/60 | -
100-M05NKK31S | 380-400V50 | MINI CONTACTOR, 5.3A, 3-Pole, aux.contact 1xNC | 100-K05N01 | 380-400V50 | -
100-M05NKN31S | 400V50/60 | MINI CONTACTOR, 5.3A, 3-Pole, aux.contact 1xNC | 100-K05KN01 | 400V50/60 | -
100-M05NKU31S | 415V50/60 | MINI CONTACTOR, 5.3A, 3-Pole, aux.contact 1xNC | 100-K05KU01 | 415V50/60 | -
100-M05NB31S | 440V50/480V60 | MINI CONTACTOR, 5.3A, 3-Pole, aux.contact 1xNC | 100-K05B01 | 440V50/480V60 | -
100-M05NKZ31S | 500V50/60 | MINI CONTACTOR, 5.3A, 3-Pole, aux.contact 1xNC | 100-K05M01 | 500V50/575V60 | -
100-M05NCB31S | 575-600V60 | MINI CONTACTOR, 5.3A, 3-Pole, aux.contact 1xNC | 100-K05VC01 | 525V50/600V60 | -
100-M05NZRA31S | 9VDC | MINI CONTACTOR, 5.3A, 3-Pole, aux.contact 1xNC | 100-K05ZR01 | 9 (6...12)VDC | wide range coil 0.7…1.25xUe
100-M05NZ1231S | 12VDC | MINI CONTACTOR, 5.3A, 3-Pole, aux.contact 1xNC | 100-K05ZQ01 | 12 (7.5...15)VDC | wide range coil 0.7…1.25xUe
100-M05NZ2431S | 24VDC | MINI CONTACTOR, 5.3A, 3-Pole, aux.contact 1xNC | 100-K05ZJ01 | 24 (17...30)VDC | wide range coil 0.7…1.25xUe
100-M05NZD2431S | 24VDC-D | MINI CONTACTOR, 5.3A, 3-Pole, aux.contact 1xNC | 100-K05DJ01 | 24 (17...30)VDC-D | wide range coil 0.7…1.25xUe, with diode
100-M05NZC31S | 30VDC | MINI CONTACTOR, 5.3A, 3-Pole, aux.contact 1xNC | 100-K05ZC01 | 30VDC | -
100-M05NZ3631S | 36VDC | MINI CONTACTOR, 5.3A, 3-Pole, aux.contact 1xNC | 100-K05ZW01 | 36VDC | -
100-M05NZ4831S | 48VDC | MINI CONTACTOR, 5.3A, 3-Pole, aux.contact 1xNC | 100-K05ZY01 | 48VDC | -
100-M05NZ6031S | 60VDC | MINI CONTACTOR, 5.3A, 3-Pole, aux.contact 1xNC | 100-K05ZZ01 | 60VDC | -
100-M05NZG31S | 72VDC | MINI CONTACTOR, 5.3A, 3-Pole, aux.contact 1xNC | 100-K05ZG01 | 72VDC | -
100-M05NZ8031S | 80VDC | MINI CONTACTOR, 5.3A, 3-Pole, aux.contact 1xNC | 100-K05ZE01 | 80VDC | -
100-M05NZ1131S | 110VDC | MINI CONTACTOR, 5.3A, 3-Pole, aux.contact 1xNC | 100-K05ZD01 | 110 (93.5...137.5)VDC | wide range coil 0.7…1.25xUe
100-M05NZU31S | 120VDC | MINI CONTACTOR, 5.3A, 3-Pole, aux.contact 1xNC | 100-K05ZU01 | 120VDC | -
100-M05NZ331S | 125VDC | MINI CONTACTOR, 5.3A, 3-Pole, aux.contact 1xNC | 100-K05ZS01 | 125VDC | -
100-M05NZ231S | 220VDC | MINI CONTACTOR, 5.3A, 3-Pole, aux.contact 1xNC | 100-K05ZA01 | 220VDC | -
100-M05NZL31S | 240VDC | MINI CONTACTOR, 5.3A, 3-Pole, aux.contact 1xNC | 100-K05ZL01 | 240VDC | -
100-M05NZT31S | 250VDC | MINI CONTACTOR, 5.3A, 3-Pole, aux.contact 1xNC | 100-K05ZT01 | 250VDC | -
100-M09NKQ3S | 12V50/60 | MINI CONTACTOR, 9A, 3-Pole, aux.contact 1xNO | 100-K09KQ10 | 12V50/60 | -
100-M09NKD3S | 24V50/60 | MINI CONTACTOR, 9A, 3-Pole, aux.contact 1xNO | 100-K09KJ10 | 24V50/60 | -
100-M09NKVD3S | 24V50/60-V | MINI CONTACTOR, 9A, 3-Pole, aux.contact 1xNO | 100-K09WJ10 | 24V50/60-V | with varistor
100-M09NKV3S | 32V50/60 | MINI CONTACTOR, 9A, 3-Pole, aux.contact 1xNO | 100-K09VU10 | 32V50/60 | -
100-M09NKC3S | 36V50/60 | MINI CONTACTOR, 9A, 3-Pole, aux.contact 1xNO | 100-K09KV10 | 36V50/60 | -
100-M09NKX3S | 42V50/60 | MINI CONTACTOR, 9A, 3-Pole, aux.contact 1xNO | 100-K09KW10 | 42V50/60 | -
100-M09NKH3S | 48V50/60 | MINI CONTACTOR, 9A, 3-Pole, aux.contact 1xNO | 100-K09KY10 | 48V50/60 | -
100-M09NKR3S | 60V50/60 | MINI CONTACTOR, 9A, 3-Pole, aux.contact 1xNO | 100-K09KR10 | 60V50/60 | -
100-M09NKM3S | 70V50/60 | MINI CONTACTOR, 9A, 3-Pole, aux.contact 1xNO | 100-K09VG10 | 70V50/60 | -
100-M09ND3S | 110V50/120V60 | MINI CONTACTOR, 9A, 3-Pole, aux.contact 1xNO | 100-K09D10 | 110V50/120V60 | -
100-M09NKSS3S | 125V50/60 | MINI CONTACTOR, 9A, 3-Pole, aux.contact 1xNO | 100-K09VS10 | 127V50/60 | -
100-M09NKE3S | 135V50/60 | MINI CONTACTOR, 9A, 3-Pole, aux.contact 1xNO | 100-K09VE10 | 135V50/60 | -
100-M09NKG3S | 200V50/60 | MINI CONTACTOR, 9A, 3-Pole, aux.contact 1xNO | 100-K09KG10 | 200V50/200-220V60 | -
100-M09NKL3S | 200-230V50/60 | MINI CONTACTOR, 9A, 3-Pole, aux.contact 1xNO | 100-K09KL10 | 200-230V50/60 | -
100-M09NKF3S | 230V50/60 | MINI CONTACTOR, 9A, 3-Pole, aux.contact 1xNO | 100-K09KF10 | 230V50/60 | -
100-M09NKT3S | 240V50/60 | MINI CONTACTOR, 9A, 3-Pole, aux.contact 1xNO | 100-K09KA10 | 240V50/60 | -
100-M09NKAA3S | 250V50/60 | MINI CONTACTOR, 9A, 3-Pole, aux.contact 1xNO | 100-K09VT10 | 250V50/60 | -
100-M09NKK3S | 380-400V50 | MINI CONTACTOR, 9A, 3-Pole, aux.contact 1xNO | 100-K09N10 | 380-400V50 | -
100-M09NKN3S | 400V50/60 | MINI CONTACTOR, 9A, 3-Pole, aux.contact 1xNO | 100-K09KN10 | 400V50/60 | -
100-M09NKU3S | 415V50/60 | MINI CONTACTOR, 9A, 3-Pole, aux.contact 1xNO | 100-K09KU10 | 415V50/60 | -
100-M09NB3S | 440V50/480V60 | MINI CONTACTOR, 9A, 3-Pole, aux.contact 1xNO | 100-K09B10 | 440V50/480V60 | -
100-M09NKZ3S | 500V50/60 | MINI CONTACTOR, 9A, 3-Pole, aux.contact 1xNO | 100-K09M10 | 500V50/575V60 | -
100-M09NCB3S | 575-600V60 | MINI CONTACTOR, 9A, 3-Pole, aux.contact 1xNO | 100-K09VC10 | 525V50/600V60 | -
100-M09NZRA3S | 9VDC | MINI CONTACTOR, 9A, 3-Pole, aux.contact 1xNO | 100-K09ZR10 | 9 (6...12)VDC | wide range coil 0.7…1.25xUe
100-M09NZ123S | 12VDC | MINI CONTACTOR, 9A, 3-Pole, aux.contact 1xNO | 100-K09ZQ10 | 12 (7.5...15)VDC | wide range coil 0.7…1.25xUe
100-M09NZ243S | 24VDC | MINI CONTACTOR, 9A, 3-Pole, aux.contact 1xNO | 100-K09ZJ10 | 24 (17...30)VDC | wide range coil 0.7…1.25xUe
100-M09NZD243S | 24VDC-D | MINI CONTACTOR, 9A, 3-Pole, aux.contact 1xNO | 100-K09DJ10 | 24 (17...30)VDC-D | wide range coil 0.7…1.25xUe, with diode
100-M09NZC3S | 30VDC | MINI CONTACTOR, 9A, 3-Pole, aux.contact 1xNO | 100-K09ZC10 | 30VDC | -
100-M09NZ363S | 36VDC | MINI CONTACTOR, 9A, 3-Pole, aux.contact 1xNO | 100-K09ZW10 | 36VDC | -
100-M09NZ483S | 48VDC | MINI CONTACTOR, 9A, 3-Pole, aux.contact 1xNO | 100-K09ZY10 | 48VDC | -
100-M09NZ603S | 60VDC | MINI CONTACTOR, 9A, 3-Pole, aux.contact 1xNO | 100-K09ZZ10 | 60VDC | -
100-M09NZG3S | 72VDC | MINI CONTACTOR, 9A, 3-Pole, aux.contact 1xNO | 100-K09ZG10 | 72VDC | -
100-M09NZ803S | 80VDC | MINI CONTACTOR, 9A, 3-Pole, aux.contact 1xNO | 100-K09ZE10 | 80VDC | -
100-M09NZ113S | 110VDC | MINI CONTACTOR, 9A, 3-Pole, aux.contact 1xNO | 100-K09ZD10 | 110 (93.5...137.5)VDC | wide range coil 0.7…1.25xUe
100-M09NZU3S | 120VDC | MINI CONTACTOR, 9A, 3-Pole, aux.contact 1xNO | 100-K09ZU10 | 120VDC | -
100-M09NZ33S | 125VDC | MINI CONTACTOR, 9A, 3-Pole, aux.contact 1xNO | 100-K09ZS10 | 125VDC | -
100-M09NZ23S | 220VDC | MINI CONTACTOR, 9A, 3-Pole, aux.contact 1xNO | 100-K09ZA10 | 220VDC | -
100-M09NZL3S | 240VDC | MINI CONTACTOR, 9A, 3-Pole, aux.contact 1xNO | 100-K09ZL10 | 240VDC | -
100-M09NZT3S | 250VDC | MINI CONTACTOR, 9A, 3-Pole, aux.contact 1xNO | 100-K09ZT10 | 250VDC | -
100-M09NKQ31S | 12V50/60 | MINI CONTACTOR, 9A, 3-Pole, aux.contact 1xNC | 100-K09KQ01 | 12V50/60 | -
100-M09NKD31S | 24V50/60 | MINI CONTACTOR, 9A, 3-Pole, aux.contact 1xNC | 100-K09KJ01 | 24V50/60 | -
100-M09NKVD31S | 24V50/60-V | MINI CONTACTOR, 9A, 3-Pole, aux.contact 1xNC | 100-K09WJ01 | 24V50/60-V | with varistor
100-M09NKV31S | 32V50/60 | MINI CONTACTOR, 9A, 3-Pole, aux.contact 1xNC | 100-K09VU01 | 32V50/60 | -
100-M09NKC31S | 36V50/60 | MINI CONTACTOR, 9A, 3-Pole, aux.contact 1xNC | 100-K09KV01 | 36V50/60 | -
100-M09NKX31S | 42V50/60 | MINI CONTACTOR, 9A, 3-Pole, aux.contact 1xNC | 100-K09KW01 | 42V50/60 | -
100-M09NKH31S | 48V50/60 | MINI CONTACTOR, 9A, 3-Pole, aux.contact 1xNC | 100-K09KY01 | 48V50/60 | -
100-M09NKR31S | 60V50/60 | MINI CONTACTOR, 9A, 3-Pole, aux.contact 1xNC | 100-K09KR01 | 60V50/60 | -
100-M09NKM31S | 70V50/60 | MINI CONTACTOR, 9A, 3-Pole, aux.contact 1xNC | 100-K09VG01 | 70V50/60 | -
100-M09ND31S | 110V50/120V60 | MINI CONTACTOR, 9A, 3-Pole, aux.contact 1xNC | 100-K09D01 | 110V50/120V60 | -
100-M09NKSS31S | 125V50/60 | MINI CONTACTOR, 9A, 3-Pole, aux.contact 1xNC | 100-K09VS01 | 127V50/60 | -
100-M09NKE31S | 135V50/60 | MINI CONTACTOR, 9A, 3-Pole, aux.contact 1xNC | 100-K09VE01 | 135V50/60 | -
100-M09NKG31S | 200V50/60 | MINI CONTACTOR, 9A, 3-Pole, aux.contact 1xNC | 100-K09KG01 | 200V50/200-220V60 | -
100-M09NKL31S | 200-230V50/60 | MINI CONTACTOR, 9A, 3-Pole, aux.contact 1xNC | 100-K09KL01 | 200-230V50/60 | -
100-M09NKF31S | 230V50/60 | MINI CONTACTOR, 9A, 3-Pole, aux.contact 1xNC | 100-K09KF01 | 230V50/60 | -
100-M09NKT31S | 240V50/60 | MINI CONTACTOR, 9A, 3-Pole, aux.contact 1xNC | 100-K09KA01 | 240V50/60 | -
100-M09NKAA31S | 250V50/60 | MINI CONTACTOR, 9A, 3-Pole, aux.contact 1xNC | 100-K09VT01 | 250V50/60 | -
100-M09NKK31S | 380-400V50 | MINI CONTACTOR, 9A, 3-Pole, aux.contact 1xNC | 100-K09N01 | 380-400V50 | -
100-M09NKN31S | 400V50/60 | MINI CONTACTOR, 9A, 3-Pole, aux.contact 1xNC | 100-K09KN01 | 400V50/60 | -
100-M09NKU31S | 415V50/60 | MINI CONTACTOR, 9A, 3-Pole, aux.contact 1xNC | 100-K09KU01 | 415V50/60 | -
100-M09NB31S | 440V50/480V60 | MINI CONTACTOR, 9A, 3-Pole, aux.contact 1xNC | 100-K09B01 | 440V50/480V60 | -
100-M09NKZ31S | 500V50/60 | MINI CONTACTOR, 9A, 3-Pole, aux.contact 1xNC | 100-K09M01 | 500V50/575V60 | -
100-M09NCB31S | 575-600V60 | MINI CONTACTOR, 9A, 3-Pole, aux.contact 1xNC | 100-K09VC01 | 525V50/600V60 | -
100-M09NZRA31S | 9VDC | MINI CONTACTOR, 9A, 3-Pole, aux.contact 1xNC | 100-K09ZR01 | 9 (6...12)VDC | wide range coil 0.7…1.25xUe
100-M09NZ1231S | 12VDC | MINI CONTACTOR, 9A, 3-Pole, aux.contact 1xNC | 100-K09ZQ01 | 12 (7.5...15)VDC | wide range coil 0.7…1.25xUe
100-M09NZ2431S | 24VDC | MINI CONTACTOR, 9A, 3-Pole, aux.contact 1xNC | 100-K09ZJ01 | 24 (17...30)VDC | wide range coil 0.7…1.25xUe
100-M09NZD2431S | 24VDC-D | MINI CONTACTOR, 9A, 3-Pole, aux.contact 1xNC | 100-K09DJ01 | 24 (17...30)VDC-D | wide range coil 0.7…1.25xUe, with diode
100-M09NZC31S | 30VDC | MINI CONTACTOR, 9A, 3-Pole, aux.contact 1xNC | 100-K09ZC01 | 30VDC | -
100-M09NZ3631S | 36VDC | MINI CONTACTOR, 9A, 3-Pole, aux.contact 1xNC | 100-K09ZW01 | 36VDC | -
100-M09NZ4831S | 48VDC | MINI CONTACTOR, 9A, 3-Pole, aux.contact 1xNC | 100-K09ZY01 | 48VDC | -
100-M09NZ6031S | 60VDC | MINI CONTACTOR, 9A, 3-Pole, aux.contact 1xNC | 100-K09ZZ01 | 60VDC | -
100-M09NZG31S | 72VDC | MINI CONTACTOR, 9A, 3-Pole, aux.contact 1xNC | 100-K09ZG01 | 72VDC | -
100-M09NZ8031S | 80VDC | MINI CONTACTOR, 9A, 3-Pole, aux.contact 1xNC | 100-K09ZE01 | 80VDC | -
100-M09NZ1131S | 110VDC | MINI CONTACTOR, 9A, 3-Pole, aux.contact 1xNC | 100-K09ZD01 | 110 (93.5...137.5)VDC | wide range coil 0.7…1.25xUe
100-M09NZU31S | 120VDC | MINI CONTACTOR, 9A, 3-Pole, aux.contact 1xNC | 100-K09ZU01 | 120VDC | -
100-M09NZ331S | 125VDC | MINI CONTACTOR, 9A, 3-Pole, aux.contact 1xNC | 100-K09ZS01 | 125VDC | -
100-M09NZ231S | 220VDC | MINI CONTACTOR, 9A, 3-Pole, aux.contact 1xNC | 100-K09ZA01 | 220VDC | -
100-M09NZL31S | 240VDC | MINI CONTACTOR, 9A, 3-Pole, aux.contact 1xNC | 100-K09ZL01 | 240VDC | -
100-M09NZT31S | 250VDC | MINI CONTACTOR, 9A, 3-Pole, aux.contact 1xNC | 100-K09ZT01 | 250VDC | -
100-M12NKQ3S | 12V50/60 | MINI CONTACTOR, 12A, 3-Pole, aux.contact 1xNO | 100-K12KQ10 | 12V50/60 | -
100-M12NKD3S | 24V50/60 | MINI CONTACTOR, 12A, 3-Pole, aux.contact 1xNO | 100-K12KJ10 | 24V50/60 | -
100-M12NKVD3S | 24V50/60-V | MINI CONTACTOR, 12A, 3-Pole, aux.contact 1xNO | 100-K12WJ10 | 24V50/60-V | with varistor
100-M12NKV3S | 32V50/60 | MINI CONTACTOR, 12A, 3-Pole, aux.contact 1xNO | 100-K12VU10 | 32V50/60 | -
100-M12NKC3S | 36V50/60 | MINI CONTACTOR, 12A, 3-Pole, aux.contact 1xNO | 100-K12KV10 | 36V50/60 | -
100-M12NKX3S | 42V50/60 | MINI CONTACTOR, 12A, 3-Pole, aux.contact 1xNO | 100-K12KW10 | 42V50/60 | -
100-M12NKH3S | 48V50/60 | MINI CONTACTOR, 12A, 3-Pole, aux.contact 1xNO | 100-K12KY10 | 48V50/60 | -
100-M12NKR3S | 60V50/60 | MINI CONTACTOR, 12A, 3-Pole, aux.contact 1xNO | 100-K12KR10 | 60V50/60 | -
100-M12NKM3S | 70V50/60 | MINI CONTACTOR, 12A, 3-Pole, aux.contact 1xNO | 100-K12VG10 | 70V50/60 | -
100-M12ND3S | 110V50/120V60 | MINI CONTACTOR, 12A, 3-Pole, aux.contact 1xNO | 100-K12D10 | 110V50/120V60 | -
100-M12NKSS3S | 125V50/60 | MINI CONTACTOR, 12A, 3-Pole, aux.contact 1xNO | 100-K12VS10 | 127V50/60 | -
100-M12NKE3S | 135V50/60 | MINI CONTACTOR, 12A, 3-Pole, aux.contact 1xNO | 100-K12VE10 | 135V50/60 | -
100-M12NKG3S | 200V50/60 | MINI CONTACTOR, 12A, 3-Pole, aux.contact 1xNO | 100-K12KG10 | 200V50/200-220V60 | -
100-M12NKL3S | 200-230V50/60 | MINI CONTACTOR, 12A, 3-Pole, aux.contact 1xNO | 100-K12KL10 | 200-230V50/60 | -
100-M12NKF3S | 230V50/60 | MINI CONTACTOR, 12A, 3-Pole, aux.contact 1xNO | 100-K12KF10 | 230V50/60 | -
100-M12NKT3S | 240V50/60 | MINI CONTACTOR, 12A, 3-Pole, aux.contact 1xNO | 100-K12KA10 | 240V50/60 | -
100-M12NKAA3S | 250V50/60 | MINI CONTACTOR, 12A, 3-Pole, aux.contact 1xNO | 100-K12VT10 | 250V50/60 | -
100-M12NKK3S | 380-400V50 | MINI CONTACTOR, 12A, 3-Pole, aux.contact 1xNO | 100-K12N10 | 380-400V50 | -
100-M12NKN3S | 400V50/60 | MINI CONTACTOR, 12A, 3-Pole, aux.contact 1xNO | 100-K12KN10 | 400V50/60 | -
100-M12NKU3S | 415V50/60 | MINI CONTACTOR, 12A, 3-Pole, aux.contact 1xNO | 100-K12KU10 | 415V50/60 | -
100-M12NB3S | 440V50/480V60 | MINI CONTACTOR, 12A, 3-Pole, aux.contact 1xNO | 100-K12B10 | 440V50/480V60 | -
100-M12NKZ3S | 500V50/60 | MINI CONTACTOR, 12A, 3-Pole, aux.contact 1xNO | 100-K12M10 | 500V50/575V60 | -
100-M12NCB3S | 575-600V60 | MINI CONTACTOR, 12A, 3-Pole, aux.contact 1xNO | 100-K12VC10 | 525V50/600V60 | -
100-M12NZRA3S | 9VDC | MINI CONTACTOR, 12A, 3-Pole, aux.contact 1xNO | 100-K12ZR10 | 9 (6...12)VDC | wide range coil 0.7…1.25xUe
100-M12NZ123S | 12VDC | MINI CONTACTOR, 12A, 3-Pole, aux.contact 1xNO | 100-K12ZQ10 | 12 (7.5...15)VDC | wide range coil 0.7…1.25xUe
100-M12NZ243S | 24VDC | MINI CONTACTOR, 12A, 3-Pole, aux.contact 1xNO | 100-K12ZJ10 | 24 (17...30)VDC | wide range coil 0.7…1.25xUe
100-M12NZD243S | 24VDC-D | MINI CONTACTOR, 12A, 3-Pole, aux.contact 1xNO | 100-K12DJ10 | 24 (17...30)VDC-D | wide range coil 0.7…1.25xUe, with diode
100-M12NZC3S | 30VDC | MINI CONTACTOR, 12A, 3-Pole, aux.contact 1xNO | 100-K12ZC10 | 30VDC | -
100-M12NZ363S | 36VDC | MINI CONTACTOR, 12A, 3-Pole, aux.contact 1xNO | 100-K12ZW10 | 36VDC | -
100-M12NZ483S | 48VDC | MINI CONTACTOR, 12A, 3-Pole, aux.contact 1xNO | 100-K12ZY10 | 48VDC | -
100-M12NZ603S | 60VDC | MINI CONTACTOR, 12A, 3-Pole, aux.contact 1xNO | 100-K12ZZ10 | 60VDC | -
100-M12NZG3S | 72VDC | MINI CONTACTOR, 12A, 3-Pole, aux.contact 1xNO | 100-K12ZG10 | 72VDC | -
100-M12NZ803S | 80VDC | MINI CONTACTOR, 12A, 3-Pole, aux.contact 1xNO | 100-K12ZE10 | 80VDC | -
100-M12NZ113S | 110VDC | MINI CONTACTOR, 12A, 3-Pole, aux.contact 1xNO | 100-K12ZD10 | 110 (93.5...137.5)VDC | wide range coil 0.7…1.25xUe
100-M12NZU3S | 120VDC | MINI CONTACTOR, 12A, 3-Pole, aux.contact 1xNO | 100-K12ZU10 | 120VDC | -
100-M12NZ33S | 125VDC | MINI CONTACTOR, 12A, 3-Pole, aux.contact 1xNO | 100-K12ZS10 | 125VDC | -
100-M12NZ23S | 220VDC | MINI CONTACTOR, 12A, 3-Pole, aux.contact 1xNO | 100-K12ZA10 | 220VDC | -
100-M12NZL3S | 240VDC | MINI CONTACTOR, 12A, 3-Pole, aux.contact 1xNO | 100-K12ZL10 | 240VDC | -
100-M12NZT3S | 250VDC | MINI CONTACTOR, 12A, 3-Pole, aux.contact 1xNO | 100-K12ZT10 | 250VDC | -
100-M12NKQ31S | 12V50/60 | MINI CONTACTOR, 12A, 3-Pole, aux.contact 1xNC | 100-K12KQ01 | 12V50/60 | -
100-M12NKD31S | 24V50/60 | MINI CONTACTOR, 12A, 3-Pole, aux.contact 1xNC | 100-K12KJ01 | 24V50/60 | -
100-M12NKVD31S | 24V50/60-V | MINI CONTACTOR, 12A, 3-Pole, aux.contact 1xNC | 100-K12WJ01 | 24V50/60-V | with varistor
100-M12NKV31S | 32V50/60 | MINI CONTACTOR, 12A, 3-Pole, aux.contact 1xNC | 100-K12VU01 | 32V50/60 | -
100-M12NKC31S | 36V50/60 | MINI CONTACTOR, 12A, 3-Pole, aux.contact 1xNC | 100-K12KV01 | 36V50/60 | -
100-M12NKX31S | 42V50/60 | MINI CONTACTOR, 12A, 3-Pole, aux.contact 1xNC | 100-K12KW01 | 42V50/60 | -
100-M12NKH31S | 48V50/60 | MINI CONTACTOR, 12A, 3-Pole, aux.contact 1xNC | 100-K12KY01 | 48V50/60 | -
100-M12NKR31S | 60V50/60 | MINI CONTACTOR, 12A, 3-Pole, aux.contact 1xNC | 100-K12KR01 | 60V50/60 | -
100-M12NKM31S | 70V50/60 | MINI CONTACTOR, 12A, 3-Pole, aux.contact 1xNC | 100-K12VG01 | 70V50/60 | -
100-M12ND31S | 110V50/120V60 | MINI CONTACTOR, 12A, 3-Pole, aux.contact 1xNC | 100-K12D01 | 110V50/120V60 | -
100-M12NKSS31S | 125V50/60 | MINI CONTACTOR, 12A, 3-Pole, aux.contact 1xNC | 100-K12VS01 | 127V50/60 | -
100-M12NKE31S | 135V50/60 | MINI CONTACTOR, 12A, 3-Pole, aux.contact 1xNC | 100-K12VE01 | 135V50/60 | -
100-M12NKG31S | 200V50/60 | MINI CONTACTOR, 12A, 3-Pole, aux.contact 1xNC | 100-K12KG01 | 200V50/200-220V60 | -
100-M12NKL31S | 200-230V50/60 | MINI CONTACTOR, 12A, 3-Pole, aux.contact 1xNC | 100-K12KL01 | 200-230V50/60 | -
100-M12NKF31S | 230V50/60 | MINI CONTACTOR, 12A, 3-Pole, aux.contact 1xNC | 100-K12KF01 | 230V50/60 | -
100-M12NKT31S | 240V50/60 | MINI CONTACTOR, 12A, 3-Pole, aux.contact 1xNC | 100-K12KA01 | 240V50/60 | -
100-M12NKAA31S | 250V50/60 | MINI CONTACTOR, 12A, 3-Pole, aux.contact 1xNC | 100-K12VT01 | 250V50/60 | -
100-M12NKK31S | 380-400V50 | MINI CONTACTOR, 12A, 3-Pole, aux.contact 1xNC | 100-K12N01 | 380-400V50 | -
100-M12NKN31S | 400V50/60 | MINI CONTACTOR, 12A, 3-Pole, aux.contact 1xNC | 100-K12KN01 | 400V50/60 | -
100-M12NKU31S | 415V50/60 | MINI CONTACTOR, 12A, 3-Pole, aux.contact 1xNC | 100-K12KU01 | 415V50/60 | -
100-M12NB31S | 440V50/480V60 | MINI CONTACTOR, 12A, 3-Pole, aux.contact 1xNC | 100-K12B01 | 440V50/480V60 | -
100-M12NKZ31S | 500V50/60 | MINI CONTACTOR, 12A, 3-Pole, aux.contact 1xNC | 100-K12M01 | 500V50/575V60 | -
100-M12NCB31S | 575-600V60 | MINI CONTACTOR, 12A, 3-Pole, aux.contact 1xNC | 100-K12VC01 | 525V50/600V60 | -
100-M12NZRA31S | 9VDC | MINI CONTACTOR, 12A, 3-Pole, aux.contact 1xNC | 100-K12ZR01 | 9 (6...12)VDC | wide range coil 0.7…1.25xUe
100-M12NZ1231S | 12VDC | MINI CONTACTOR, 12A, 3-Pole, aux.contact 1xNC | 100-K12ZQ01 | 12 (7.5...15)VDC | wide range coil 0.7…1.25xUe
100-M12NZ2431S | 24VDC | MINI CONTACTOR, 12A, 3-Pole, aux.contact 1xNC | 100-K12ZJ01 | 24 (17...30)VDC | wide range coil 0.7…1.25xUe
100-M12NZD2431S | 24VDC-D | MINI CONTACTOR, 12A, 3-Pole, aux.contact 1xNC | 100-K12DJ01 | 24 (17...30)VDC-D | wide range coil 0.7…1.25xUe, with diode
100-M12NZC31S | 30VDC | MINI CONTACTOR, 12A, 3-Pole, aux.contact 1xNC | 100-K12ZC01 | 30VDC | -
100-M12NZ3631S | 36VDC | MINI CONTACTOR, 12A, 3-Pole, aux.contact 1xNC | 100-K12ZW01 | 36VDC | -
100-M12NZ4831S | 48VDC | MINI CONTACTOR, 12A, 3-Pole, aux.contact 1xNC | 100-K12ZY01 | 48VDC | -
100-M12NZ6031S | 60VDC | MINI CONTACTOR, 12A, 3-Pole, aux.contact 1xNC | 100-K12ZZ01 | 60VDC | -
100-M12NZG31S | 72VDC | MINI CONTACTOR, 12A, 3-Pole, aux.contact 1xNC | 100-K12ZG01 | 72VDC | -
100-M12NZ8031S | 80VDC | MINI CONTACTOR, 12A, 3-Pole, aux.contact 1xNC | 100-K12ZE01 | 80VDC | -
100-M12NZ1131S | 110VDC | MINI CONTACTOR, 12A, 3-Pole, aux.contact 1xNC | 100-K12ZD01 | 110 (93.5...137.5)VDC | wide range coil 0.7…1.25xUe
100-M12NZU31S | 120VDC | MINI CONTACTOR, 12A, 3-Pole, aux.contact 1xNC | 100-K12ZU01 | 120VDC | -
100-M12NZ331S | 125VDC | MINI CONTACTOR, 12A, 3-Pole, aux.contact 1xNC | 100-K12ZS01 | 125VDC | -
100-M12NZ231S | 220VDC | MINI CONTACTOR, 12A, 3-Pole, aux.contact 1xNC | 100-K12ZA01 | 220VDC | -
100-M12NZL31S | 240VDC | MINI CONTACTOR, 12A, 3-Pole, aux.contact 1xNC | 100-K12ZL01 | 240VDC | -
100-M12NZT31S | 250VDC | MINI CONTACTOR, 12A, 3-Pole, aux.contact 1xNC | 100-K12ZT01 | 250VDC | -
100-M05NKQ4S | 12V50/60 | MINI CONTACTOR, 5.3A, 4-Pole: 4xNO | 100-K05KQ400 | 12V50/60 | -
100-M05NKD4S | 24V50/60 | MINI CONTACTOR, 5.3A, 4-Pole: 4xNO | 100-K05KJ400 | 24V50/60 | -
100-M05NKVD4S | 24V50/60-V | MINI CONTACTOR, 5.3A, 4-Pole: 4xNO | 100-K05WJ400 | 24V50/60-V | with varistor
100-M05NKV4S | 32V50/60 | MINI CONTACTOR, 5.3A, 4-Pole: 4xNO | 100-K05VU400 | 32V50/60 | -
100-M05NKC4S | 36V50/60 | MINI CONTACTOR, 5.3A, 4-Pole: 4xNO | 100-K05KV400 | 36V50/60 | -
100-M05NKX4S | 42V50/60 | MINI CONTACTOR, 5.3A, 4-Pole: 4xNO | 100-K05KW400 | 42V50/60 | -
100-M05NKH4S | 48V50/60 | MINI CONTACTOR, 5.3A, 4-Pole: 4xNO | 100-K05KY400 | 48V50/60 | -
100-M05NKR4S | 60V50/60 | MINI CONTACTOR, 5.3A, 4-Pole: 4xNO | 100-K05KR400 | 60V50/60 | -
100-M05NKM4S | 70V50/60 | MINI CONTACTOR, 5.3A, 4-Pole: 4xNO | 100-K05VG400 | 70V50/60 | -
100-M05ND4S | 110V50/120V60 | MINI CONTACTOR, 5.3A, 4-Pole: 4xNO | 100-K05D400 | 110V50/120V60 | -
100-M05NKSS4S | 125V50/60 | MINI CONTACTOR, 5.3A, 4-Pole: 4xNO | 100-K05VS400 | 127V50/60 | -
100-M05NKE4S | 135V50/60 | MINI CONTACTOR, 5.3A, 4-Pole: 4xNO | 100-K05VE400 | 135V50/60 | -
100-M05NKG4S | 200V50/60 | MINI CONTACTOR, 5.3A, 4-Pole: 4xNO | 100-K05KG400 | 200V50/200-220V60 | -
100-M05NKL4S | 200-230V50/60 | MINI CONTACTOR, 5.3A, 4-Pole: 4xNO | 100-K05KL400 | 200-230V50/60 | -
100-M05NKF4S | 230V50/60 | MINI CONTACTOR, 5.3A, 4-Pole: 4xNO | 100-K05KF400 | 230V50/60 | -
100-M05NKT4S | 240V50/60 | MINI CONTACTOR, 5.3A, 4-Pole: 4xNO | 100-K05KA400 | 240V50/60 | -
100-M05NKAA4S | 250V50/60 | MINI CONTACTOR, 5.3A, 4-Pole: 4xNO | 100-K05VT400 | 250V50/60 | -
100-M05NKK4S | 380-400V50 | MINI CONTACTOR, 5.3A, 4-Pole: 4xNO | 100-K05N400 | 380-400V50 | -
100-M05NKN4S | 400V50/60 | MINI CONTACTOR, 5.3A, 4-Pole: 4xNO | 100-K05KN400 | 400V50/60 | -
100-M05NKU4S | 415V50/60 | MINI CONTACTOR, 5.3A, 4-Pole: 4xNO | 100-K05KU400 | 415V50/60 | -
100-M05NB4S | 440V50/480V60 | MINI CONTACTOR, 5.3A, 4-Pole: 4xNO | 100-K05B400 | 440V50/480V60 | -
100-M05NKZ4S | 500V50/60 | MINI CONTACTOR, 5.3A, 4-Pole: 4xNO | 100-K05M400 | 500V50/575V60 | -
100-M05NCB4S | 575-600V60 | MINI CONTACTOR, 5.3A, 4-Pole: 4xNO | 100-K05VC400 | 525V50/600V60 | -
100-M05NZRA4S | 9VDC | MINI CONTACTOR, 5.3A, 4-Pole: 4xNO | 100-K05ZR400 | 9 (6...12)VDC | wide range coil 0.7…1.25xUe
100-M05NZ124S | 12VDC | MINI CONTACTOR, 5.3A, 4-Pole: 4xNO | 100-K05ZQ400 | 12 (7.5...15)VDC | wide range coil 0.7…1.25xUe
100-M05NZ244S | 24VDC | MINI CONTACTOR, 5.3A, 4-Pole: 4xNO | 100-K05ZJ400 | 24 (17...30)VDC | wide range coil 0.7…1.25xUe
100-M05NZD244S | 24VDC-D | MINI CONTACTOR, 5.3A, 4-Pole: 4xNO | 100-K05DJ400 | 24 (17...30)VDC-D | wide range coil 0.7…1.25xUe, with diode
100-M05NZC4S | 30VDC | MINI CONTACTOR, 5.3A, 4-Pole: 4xNO | 100-K05ZC400 | 30VDC | -
100-M05NZ364S | 36VDC | MINI CONTACTOR, 5.3A, 4-Pole: 4xNO | 100-K05ZW400 | 36VDC | -
100-M05NZ484S | 48VDC | MINI CONTACTOR, 5.3A, 4-Pole: 4xNO | 100-K05ZY400 | 48VDC | -
100-M05NZ604S | 60VDC | MINI CONTACTOR, 5.3A, 4-Pole: 4xNO | 100-K05ZZ400 | 60VDC | -
100-M05NZG4S | 72VDC | MINI CONTACTOR, 5.3A, 4-Pole: 4xNO | 100-K05ZG400 | 72VDC | -
100-M05NZ804S | 80VDC | MINI CONTACTOR, 5.3A, 4-Pole: 4xNO | 100-K05ZE400 | 80VDC | -
100-M05NZ114S | 110VDC | MINI CONTACTOR, 5.3A, 4-Pole: 4xNO | 100-K05ZD400 | 110 (93.5...137.5)VDC | wide range coil 0.7…1.25xUe
100-M05NZU4S | 120VDC | MINI CONTACTOR, 5.3A, 4-Pole: 4xNO | 100-K05ZU400 | 120VDC | -
100-M05NZ34S | 125VDC | MINI CONTACTOR, 5.3A, 4-Pole: 4xNO | 100-K05ZS400 | 125VDC | -
100-M05NZ24S | 220VDC | MINI CONTACTOR, 5.3A, 4-Pole: 4xNO | 100-K05ZA400 | 220VDC | -
100-M05NZL4S | 240VDC | MINI CONTACTOR, 5.3A, 4-Pole: 4xNO | 100-K05ZL400 | 240VDC | -
100-M05NZT4S | 250VDC | MINI CONTACTOR, 5.3A, 4-Pole: 4xNO | 100-K05ZT400 | 250VDC | -
- | - | MINI CONTACTOR, 5.3A, 4-Pole: 3xNO + 1xNC | 100-K05KQ300 | 12V50/60 | -
- | - | MINI CONTACTOR, 5.3A, 4-Pole: 3xNO + 1xNC | 100-K05KJ300 | 24V50/60 | -
- | - | MINI CONTACTOR, 5.3A, 4-Pole: 3xNO + 1xNC | 100-K05WJ300 | 24V50/60-V | with varistor
- | - | MINI CONTACTOR, 5.3A, 4-Pole: 3xNO + 1xNC | 100-K05VU300 | 32V50/60 | -
- | - | MINI CONTACTOR, 5.3A, 4-Pole: 3xNO + 1xNC | 100-K05KV300 | 36V50/60 | -
- | - | MINI CONTACTOR, 5.3A, 4-Pole: 3xNO + 1xNC | 100-K05KW300 | 42V50/60 | -
- | - | MINI CONTACTOR, 5.3A, 4-Pole: 3xNO + 1xNC | 100-K05KY300 | 48V50/60 | -
- | - | MINI CONTACTOR, 5.3A, 4-Pole: 3xNO + 1xNC | 100-K05KR300 | 60V50/60 | -
- | - | MINI CONTACTOR, 5.3A, 4-Pole: 3xNO + 1xNC | 100-K05VG300 | 70V50/60 | -
- | - | MINI CONTACTOR, 5.3A, 4-Pole: 3xNO + 1xNC | 100-K05D300 | 110V50/120V60 | -
- | - | MINI CONTACTOR, 5.3A, 4-Pole: 3xNO + 1xNC | 100-K05VS300 | 127V50/60 | -
- | - | MINI CONTACTOR, 5.3A, 4-Pole: 3xNO + 1xNC | 100-K05VE300 | 135V50/60 | -
- | - | MINI CONTACTOR, 5.3A, 4-Pole: 3xNO + 1xNC | 100-K05KG300 | 200V50/200-220V60 | -
- | - | MINI CONTACTOR, 5.3A, 4-Pole: 3xNO + 1xNC | 100-K05KL300 | 200-230V50/60 | -
- | - | MINI CONTACTOR, 5.3A, 4-Pole: 3xNO + 1xNC | 100-K05KF300 | 230V50/60 | -
- | - | MINI CONTACTOR, 5.3A, 4-Pole: 3xNO + 1xNC | 100-K05KA300 | 240V50/60 | -
- | - | MINI CONTACTOR, 5.3A, 4-Pole: 3xNO + 1xNC | 100-K05VT300 | 250V50/60 | -
- | - | MINI CONTACTOR, 5.3A, 4-Pole: 3xNO + 1xNC | 100-K05N300 | 380-400V50 | -
- | - | MINI CONTACTOR, 5.3A, 4-Pole: 3xNO + 1xNC | 100-K05KN300 | 400V50/60 | -
- | - | MINI CONTACTOR, 5.3A, 4-Pole: 3xNO + 1xNC | 100-K05KU300 | 415V50/60 | -
- | - | MINI CONTACTOR, 5.3A, 4-Pole: 3xNO + 1xNC | 100-K05B300 | 440V50/480V60 | -
- | - | MINI CONTACTOR, 5.3A, 4-Pole: 3xNO + 1xNC | 100-K05M300 | 500V50/575V60 | -
- | - | MINI CONTACTOR, 5.3A, 4-Pole: 3xNO + 1xNC | 100-K05VC300 | 525V50/600V60 | -
- | - | MINI CONTACTOR, 5.3A, 4-Pole: 3xNO + 1xNC | 100-K05ZR300 | 9 (6...12)VDC | wide range coil 0.7…1.25xUe
- | - | MINI CONTACTOR, 5.3A, 4-Pole: 3xNO + 1xNC | 100-K05ZQ300 | 12 (7.5...15)VDC | wide range coil 0.7…1.25xUe
- | - | MINI CONTACTOR, 5.3A, 4-Pole: 3xNO + 1xNC | 100-K05ZJ300 | 24 (17...30)VDC | wide range coil 0.7…1.25xUe
- | - | MINI CONTACTOR, 5.3A, 4-Pole: 3xNO + 1xNC | 100-K05DJ300 | 24 (17...30)VDC-D | wide range coil 0.7…1.25xUe, with diode
- | - | MINI CONTACTOR, 5.3A, 4-Pole: 3xNO + 1xNC | 100-K05ZC300 | 30VDC | -
- | - | MINI CONTACTOR, 5.3A, 4-Pole: 3xNO + 1xNC | 100-K05ZW300 | 36VDC | -
- | - | MINI CONTACTOR, 5.3A, 4-Pole: 3xNO + 1xNC | 100-K05ZY300 | 48VDC | -
- | - | MINI CONTACTOR, 5.3A, 4-Pole: 3xNO + 1xNC | 100-K05ZZ300 | 60VDC | -
- | - | MINI CONTACTOR, 5.3A, 4-Pole: 3xNO + 1xNC | 100-K05ZG300 | 72VDC | -
- | - | MINI CONTACTOR, 5.3A, 4-Pole: 3xNO + 1xNC | 100-K05ZE300 | 80VDC | -
- | - | MINI CONTACTOR, 5.3A, 4-Pole: 3xNO + 1xNC | 100-K05ZD300 | 110 (93.5...137.5)VDC | wide range coil 0.7…1.25xUe
- | - | MINI CONTACTOR, 5.3A, 4-Pole: 3xNO + 1xNC | 100-K05ZU300 | 120VDC | -
- | - | MINI CONTACTOR, 5.3A, 4-Pole: 3xNO + 1xNC | 100-K05ZS300 | 125VDC | -
- | - | MINI CONTACTOR, 5.3A, 4-Pole: 3xNO + 1xNC | 100-K05ZA300 | 220VDC | -
- | - | MINI CONTACTOR, 5.3A, 4-Pole: 3xNO + 1xNC | 100-K05ZL300 | 240VDC | -
- | - | MINI CONTACTOR, 5.3A, 4-Pole: 3xNO + 1xNC | 100-K05ZT300 | 250VDC | -
- | - | MINI CONTACTOR, 5.3A, 4-Pole: 2xNO + 2xNC | 100-K05KQ200 | 12V50/60 | -
- | - | MINI CONTACTOR, 5.3A, 4-Pole: 2xNO + 2xNC | 100-K05KJ200 | 24V50/60 | -
- | - | MINI CONTACTOR, 5.3A, 4-Pole: 2xNO + 2xNC | 100-K05WJ200 | 24V50/60-V | with varistor
- | - | MINI CONTACTOR, 5.3A, 4-Pole: 2xNO + 2xNC | 100-K05VU200 | 32V50/60 | -
- | - | MINI CONTACTOR, 5.3A, 4-Pole: 2xNO + 2xNC | 100-K05KV200 | 36V50/60 | -
- | - | MINI CONTACTOR, 5.3A, 4-Pole: 2xNO + 2xNC | 100-K05KW200 | 42V50/60 | -
- | - | MINI CONTACTOR, 5.3A, 4-Pole: 2xNO + 2xNC | 100-K05KY200 | 48V50/60 | -
- | - | MINI CONTACTOR, 5.3A, 4-Pole: 2xNO + 2xNC | 100-K05KR200 | 60V50/60 | -
- | - | MINI CONTACTOR, 5.3A, 4-Pole: 2xNO + 2xNC | 100-K05VG200 | 70V50/60 | -
- | - | MINI CONTACTOR, 5.3A, 4-Pole: 2xNO + 2xNC | 100-K05D200 | 110V50/120V60 | -
- | - | MINI CONTACTOR, 5.3A, 4-Pole: 2xNO + 2xNC | 100-K05VS200 | 127V50/60 | -
- | - | MINI CONTACTOR, 5.3A, 4-Pole: 2xNO + 2xNC | 100-K05VE200 | 135V50/60 | -
- | - | MINI CONTACTOR, 5.3A, 4-Pole: 2xNO + 2xNC | 100-K05KG200 | 200V50/200-220V60 | -
- | - | MINI CONTACTOR, 5.3A, 4-Pole: 2xNO + 2xNC | 100-K05KL200 | 200-230V50/60 | -
- | - | MINI CONTACTOR, 5.3A, 4-Pole: 2xNO + 2xNC | 100-K05KF200 | 230V50/60 | -
- | - | MINI CONTACTOR, 5.3A, 4-Pole: 2xNO + 2xNC | 100-K05KA200 | 240V50/60 | -
- | - | MINI CONTACTOR, 5.3A, 4-Pole: 2xNO + 2xNC | 100-K05VT200 | 250V50/60 | -
- | - | MINI CONTACTOR, 5.3A, 4-Pole: 2xNO + 2xNC | 100-K05N200 | 380-400V50 | -
- | - | MINI CONTACTOR, 5.3A, 4-Pole: 2xNO + 2xNC | 100-K05KN200 | 400V50/60 | -
- | - | MINI CONTACTOR, 5.3A, 4-Pole: 2xNO + 2xNC | 100-K05KU200 | 415V50/60 | -
- | - | MINI CONTACTOR, 5.3A, 4-Pole: 2xNO + 2xNC | 100-K05B200 | 440V50/480V60 | -
- | - | MINI CONTACTOR, 5.3A, 4-Pole: 2xNO + 2xNC | 100-K05M200 | 500V50/575V60 | -
- | - | MINI CONTACTOR, 5.3A, 4-Pole: 2xNO + 2xNC | 100-K05VC200 | 525V50/600V60 | -
- | - | MINI CONTACTOR, 5.3A, 4-Pole: 2xNO + 2xNC | 100-K05ZR200 | 9 (6...12)VDC | wide range coil 0.7…1.25xUe
- | - | MINI CONTACTOR, 5.3A, 4-Pole: 2xNO + 2xNC | 100-K05ZQ200 | 12 (7.5...15)VDC | wide range coil 0.7…1.25xUe
- | - | MINI CONTACTOR, 5.3A, 4-Pole: 2xNO + 2xNC | 100-K05ZJ200 | 24 (17...30)VDC | wide range coil 0.7…1.25xUe
- | - | MINI CONTACTOR, 5.3A, 4-Pole: 2xNO + 2xNC | 100-K05DJ200 | 24 (17...30)VDC-D | wide range coil 0.7…1.25xUe, with diode
- | - | MINI CONTACTOR, 5.3A, 4-Pole: 2xNO + 2xNC | 100-K05ZC200 | 30VDC | -
- | - | MINI CONTACTOR, 5.3A, 4-Pole: 2xNO + 2xNC | 100-K05ZW200 | 36VDC | -
- | - | MINI CONTACTOR, 5.3A, 4-Pole: 2xNO + 2xNC | 100-K05ZY200 | 48VDC | -
- | - | MINI CONTACTOR, 5.3A, 4-Pole: 2xNO + 2xNC | 100-K05ZZ200 | 60VDC | -
- | - | MINI CONTACTOR, 5.3A, 4-Pole: 2xNO + 2xNC | 100-K05ZG200 | 72VDC | -
- | - | MINI CONTACTOR, 5.3A, 4-Pole: 2xNO + 2xNC | 100-K05ZE200 | 80VDC | -
- | - | MINI CONTACTOR, 5.3A, 4-Pole: 2xNO + 2xNC | 100-K05ZD200 | 110 (93.5...137.5)VDC | wide range coil 0.7…1.25xUe
- | - | MINI CONTACTOR, 5.3A, 4-Pole: 2xNO + 2xNC | 100-K05ZU200 | 120VDC | -
- | - | MINI CONTACTOR, 5.3A, 4-Pole: 2xNO + 2xNC | 100-K05ZS200 | 125VDC | -
- | - | MINI CONTACTOR, 5.3A, 4-Pole: 2xNO + 2xNC | 100-K05ZA200 | 220VDC | -
- | - | MINI CONTACTOR, 5.3A, 4-Pole: 2xNO + 2xNC | 100-K05ZL200 | 240VDC | -
- | - | MINI CONTACTOR, 5.3A, 4-Pole: 2xNO + 2xNC | 100-K05ZT200 | 250VDC | -
100-M09NKQ4S | 12V50/60 | MINI CONTACTOR, 9A, 4-Pole: 4xNO | 100-K09KQ400 | 12V50/60 | -
100-M09NKD4S | 24V50/60 | MINI CONTACTOR, 9A, 4-Pole: 4xNO | 100-K09KJ400 | 24V50/60 | -
100-M09NKVD4S | 24V50/60-V | MINI CONTACTOR, 9A, 4-Pole: 4xNO | 100-K09WJ400 | 24V50/60-V | with varistor
100-M09NKV4S | 32V50/60 | MINI CONTACTOR, 9A, 4-Pole: 4xNO | 100-K09VU400 | 32V50/60 | -
100-M09NKC4S | 36V50/60 | MINI CONTACTOR, 9A, 4-Pole: 4xNO | 100-K09KV400 | 36V50/60 | -
100-M09NKX4S | 42V50/60 | MINI CONTACTOR, 9A, 4-Pole: 4xNO | 100-K09KW400 | 42V50/60 | -
100-M09NKH4S | 48V50/60 | MINI CONTACTOR, 9A, 4-Pole: 4xNO | 100-K09KY400 | 48V50/60 | -
100-M09NKR4S | 60V50/60 | MINI CONTACTOR, 9A, 4-Pole: 4xNO | 100-K09KR400 | 60V50/60 | -
100-M09NKM4S | 70V50/60 | MINI CONTACTOR, 9A, 4-Pole: 4xNO | 100-K09VG400 | 70V50/60 | -
100-M09ND4S | 110V50/120V60 | MINI CONTACTOR, 9A, 4-Pole: 4xNO | 100-K09D400 | 110V50/120V60 | -
100-M09NKSS4S | 125V50/60 | MINI CONTACTOR, 9A, 4-Pole: 4xNO | 100-K09VS400 | 127V50/60 | -
100-M09NKE4S | 135V50/60 | MINI CONTACTOR, 9A, 4-Pole: 4xNO | 100-K09VE400 | 135V50/60 | -
100-M09NKG4S | 200V50/60 | MINI CONTACTOR, 9A, 4-Pole: 4xNO | 100-K09KG400 | 200V50/200-220V60 | -
100-M09NKL4S | 200-230V50/60 | MINI CONTACTOR, 9A, 4-Pole: 4xNO | 100-K09KL400 | 200-230V50/60 | -
100-M09NKF4S | 230V50/60 | MINI CONTACTOR, 9A, 4-Pole: 4xNO | 100-K09KF400 | 230V50/60 | -
100-M09NKT4S | 240V50/60 | MINI CONTACTOR, 9A, 4-Pole: 4xNO | 100-K09KA400 | 240V50/60 | -
100-M09NKAA4S | 250V50/60 | MINI CONTACTOR, 9A, 4-Pole: 4xNO | 100-K09VT400 | 250V50/60 | -
100-M09NKK4S | 380-400V50 | MINI CONTACTOR, 9A, 4-Pole: 4xNO | 100-K09N400 | 380-400V50 | -
100-M09NKN4S | 400V50/60 | MINI CONTACTOR, 9A, 4-Pole: 4xNO | 100-K09KN400 | 400V50/60 | -
100-M09NKU4S | 415V50/60 | MINI CONTACTOR, 9A, 4-Pole: 4xNO | 100-K09KU400 | 415V50/60 | -
100-M09NB4S | 440V50/480V60 | MINI CONTACTOR, 9A, 4-Pole: 4xNO | 100-K09B400 | 440V50/480V60 | -
100-M09NKZ4S | 500V50/60 | MINI CONTACTOR, 9A, 4-Pole: 4xNO | 100-K09M400 | 500V50/575V60 | -
100-M09NCB4S | 575-600V60 | MINI CONTACTOR, 9A, 4-Pole: 4xNO | 100-K09VC400 | 525V50/600V60 | -
100-M09NZRA4S | 9VDC | MINI CONTACTOR, 9A, 4-Pole: 4xNO | 100-K09ZR400 | 9 (6...12)VDC | wide range coil 0.7…1.25xUe
100-M09NZ124S | 12VDC | MINI CONTACTOR, 9A, 4-Pole: 4xNO | 100-K09ZQ400 | 12 (7.5...15)VDC | wide range coil 0.7…1.25xUe
100-M09NZ244S | 24VDC | MINI CONTACTOR, 9A, 4-Pole: 4xNO | 100-K09ZJ400 | 24 (17...30)VDC | wide range coil 0.7…1.25xUe
100-M09NZD244S | 24VDC-D | MINI CONTACTOR, 9A, 4-Pole: 4xNO | 100-K09DJ400 | 24 (17...30)VDC-D | wide range coil 0.7…1.25xUe, with diode
100-M09NZC4S | 30VDC | MINI CONTACTOR, 9A, 4-Pole: 4xNO | 100-K09ZC400 | 30VDC | -
100-M09NZ364S | 36VDC | MINI CONTACTOR, 9A, 4-Pole: 4xNO | 100-K09ZW400 | 36VDC | -
100-M09NZ484S | 48VDC | MINI CONTACTOR, 9A, 4-Pole: 4xNO | 100-K09ZY400 | 48VDC | -
100-M09NZ604S | 60VDC | MINI CONTACTOR, 9A, 4-Pole: 4xNO | 100-K09ZZ400 | 60VDC | -
100-M09NZG4S | 72VDC | MINI CONTACTOR, 9A, 4-Pole: 4xNO | 100-K09ZG400 | 72VDC | -
100-M09NZ804S | 80VDC | MINI CONTACTOR, 9A, 4-Pole: 4xNO | 100-K09ZE400 | 80VDC | -
100-M09NZ114S | 110VDC | MINI CONTACTOR, 9A, 4-Pole: 4xNO | 100-K09ZD400 | 110 (93.5...137.5)VDC | wide range coil 0.7…1.25xUe
100-M09NZU4S | 120VDC | MINI CONTACTOR, 9A, 4-Pole: 4xNO | 100-K09ZU400 | 120VDC | -
100-M09NZ34S | 125VDC | MINI CONTACTOR, 9A, 4-Pole: 4xNO | 100-K09ZS400 | 125VDC | -
100-M09NZ24S | 220VDC | MINI CONTACTOR, 9A, 4-Pole: 4xNO | 100-K09ZA400 | 220VDC | -
100-M09NZL4S | 240VDC | MINI CONTACTOR, 9A, 4-Pole: 4xNO | 100-K09ZL400 | 240VDC | -
100-M09NZT4S | 250VDC | MINI CONTACTOR, 9A, 4-Pole: 4xNO | 100-K09ZT400 | 250VDC | -
- | - | MINI CONTACTOR, 9A, 4-Pole: 3xNO + 1xNC | 100-K09KQ300 | 12V50/60 | -
- | - | MINI CONTACTOR, 9A, 4-Pole: 3xNO + 1xNC | 100-K09KJ300 | 24V50/60 | -
- | - | MINI CONTACTOR, 9A, 4-Pole: 3xNO + 1xNC | 100-K09WJ300 | 24V50/60-V | with varistor
- | - | MINI CONTACTOR, 9A, 4-Pole: 3xNO + 1xNC | 100-K09VU300 | 32V50/60 | -
- | - | MINI CONTACTOR, 9A, 4-Pole: 3xNO + 1xNC | 100-K09KV300 | 36V50/60 | -
- | - | MINI CONTACTOR, 9A, 4-Pole: 3xNO + 1xNC | 100-K09KW300 | 42V50/60 | -
- | - | MINI CONTACTOR, 9A, 4-Pole: 3xNO + 1xNC | 100-K09KY300 | 48V50/60 | -
- | - | MINI CONTACTOR, 9A, 4-Pole: 3xNO + 1xNC | 100-K09KR300 | 60V50/60 | -
- | - | MINI CONTACTOR, 9A, 4-Pole: 3xNO + 1xNC | 100-K09VG300 | 70V50/60 | -
- | - | MINI CONTACTOR, 9A, 4-Pole: 3xNO + 1xNC | 100-K09D300 | 110V50/120V60 | -
- | - | MINI CONTACTOR, 9A, 4-Pole: 3xNO + 1xNC | 100-K09VS300 | 127V50/60 | -
- | - | MINI CONTACTOR, 9A, 4-Pole: 3xNO + 1xNC | 100-K09VE300 | 135V50/60 | -
- | - | MINI CONTACTOR, 9A, 4-Pole: 3xNO + 1xNC | 100-K09KG300 | 200V50/200-220V60 | -
- | - | MINI CONTACTOR, 9A, 4-Pole: 3xNO + 1xNC | 100-K09KL300 | 200-230V50/60 | -
- | - | MINI CONTACTOR, 9A, 4-Pole: 3xNO + 1xNC | 100-K09KF300 | 230V50/60 | -
- | - | MINI CONTACTOR, 9A, 4-Pole: 3xNO + 1xNC | 100-K09KA300 | 240V50/60 | -
- | - | MINI CONTACTOR, 9A, 4-Pole: 3xNO + 1xNC | 100-K09VT300 | 250V50/60 | -
- | - | MINI CONTACTOR, 9A, 4-Pole: 3xNO + 1xNC | 100-K09N300 | 380-400V50 | -
- | - | MINI CONTACTOR, 9A, 4-Pole: 3xNO + 1xNC | 100-K09KN300 | 400V50/60 | -
- | - | MINI CONTACTOR, 9A, 4-Pole: 3xNO + 1xNC | 100-K09KU300 | 415V50/60 | -
- | - | MINI CONTACTOR, 9A, 4-Pole: 3xNO + 1xNC | 100-K09B300 | 440V50/480V60 | -
- | - | MINI CONTACTOR, 9A, 4-Pole: 3xNO + 1xNC | 100-K09M300 | 500V50/575V60 | -
- | - | MINI CONTACTOR, 9A, 4-Pole: 3xNO + 1xNC | 100-K09VC300 | 525V50/600V60 | -
- | - | MINI CONTACTOR, 9A, 4-Pole: 3xNO + 1xNC | 100-K09ZR300 | 9 (6...12)VDC | wide range coil 0.7…1.25xUe
- | - | MINI CONTACTOR, 9A, 4-Pole: 3xNO + 1xNC | 100-K09ZQ300 | 12 (7.5...15)VDC | wide range coil 0.7…1.25xUe
- | - | MINI CONTACTOR, 9A, 4-Pole: 3xNO + 1xNC | 100-K09ZJ300 | 24 (17...30)VDC | wide range coil 0.7…1.25xUe
- | - | MINI CONTACTOR, 9A, 4-Pole: 3xNO + 1xNC | 100-K09DJ300 | 24 (17...30)VDC-D | wide range coil 0.7…1.25xUe, with diode
- | - | MINI CONTACTOR, 9A, 4-Pole: 3xNO + 1xNC | 100-K09ZC300 | 30VDC | -
- | - | MINI CONTACTOR, 9A, 4-Pole: 3xNO + 1xNC | 100-K09ZW300 | 36VDC | -
- | - | MINI CONTACTOR, 9A, 4-Pole: 3xNO + 1xNC | 100-K09ZY300 | 48VDC | -
- | - | MINI CONTACTOR, 9A, 4-Pole: 3xNO + 1xNC | 100-K09ZZ300 | 60VDC | -
- | - | MINI CONTACTOR, 9A, 4-Pole: 3xNO + 1xNC | 100-K09ZG300 | 72VDC | -
- | - | MINI CONTACTOR, 9A, 4-Pole: 3xNO + 1xNC | 100-K09ZE300 | 80VDC | -
- | - | MINI CONTACTOR, 9A, 4-Pole: 3xNO + 1xNC | 100-K09ZD300 | 110 (93.5...137.5)VDC | wide range coil 0.7…1.25xUe
- | - | MINI CONTACTOR, 9A, 4-Pole: 3xNO + 1xNC | 100-K09ZU300 | 120VDC | -
- | - | MINI CONTACTOR, 9A, 4-Pole: 3xNO + 1xNC | 100-K09ZS300 | 125VDC | -
- | - | MINI CONTACTOR, 9A, 4-Pole: 3xNO + 1xNC | 100-K09ZA300 | 220VDC | -
- | - | MINI CONTACTOR, 9A, 4-Pole: 3xNO + 1xNC | 100-K09ZL300 | 240VDC | -
- | - | MINI CONTACTOR, 9A, 4-Pole: 3xNO + 1xNC | 100-K09ZT300 | 250VDC | -
- | - | MINI CONTACTOR, 9A, 4-Pole: 2xNO + 2xNC | 100-K09KQ200 | 12V50/60 | -
- | - | MINI CONTACTOR, 9A, 4-Pole: 2xNO + 2xNC | 100-K09KJ200 | 24V50/60 | -
- | - | MINI CONTACTOR, 9A, 4-Pole: 2xNO + 2xNC | 100-K09WJ200 | 24V50/60-V | with varistor
- | - | MINI CONTACTOR, 9A, 4-Pole: 2xNO + 2xNC | 100-K09VU200 | 32V50/60 | -
- | - | MINI CONTACTOR, 9A, 4-Pole: 2xNO + 2xNC | 100-K09KV200 | 36V50/60 | -
- | - | MINI CONTACTOR, 9A, 4-Pole: 2xNO + 2xNC | 100-K09KW200 | 42V50/60 | -
- | - | MINI CONTACTOR, 9A, 4-Pole: 2xNO + 2xNC | 100-K09KY200 | 48V50/60 | -
- | - | MINI CONTACTOR, 9A, 4-Pole: 2xNO + 2xNC | 100-K09KR200 | 60V50/60 | -
- | - | MINI CONTACTOR, 9A, 4-Pole: 2xNO + 2xNC | 100-K09VG200 | 70V50/60 | -
- | - | MINI CONTACTOR, 9A, 4-Pole: 2xNO + 2xNC | 100-K09D200 | 110V50/120V60 | -
- | - | MINI CONTACTOR, 9A, 4-Pole: 2xNO + 2xNC | 100-K09VS200 | 127V50/60 | -
- | - | MINI CONTACTOR, 9A, 4-Pole: 2xNO + 2xNC | 100-K09VE200 | 135V50/60 | -
- | - | MINI CONTACTOR, 9A, 4-Pole: 2xNO + 2xNC | 100-K09KG200 | 200V50/200-220V60 | -
- | - | MINI CONTACTOR, 9A, 4-Pole: 2xNO + 2xNC | 100-K09KL200 | 200-230V50/60 | -
- | - | MINI CONTACTOR, 9A, 4-Pole: 2xNO + 2xNC | 100-K09KF200 | 230V50/60 | -
- | - | MINI CONTACTOR, 9A, 4-Pole: 2xNO + 2xNC | 100-K09KA200 | 240V50/60 | -
- | - | MINI CONTACTOR, 9A, 4-Pole: 2xNO + 2xNC | 100-K09VT200 | 250V50/60 | -
- | - | MINI CONTACTOR, 9A, 4-Pole: 2xNO + 2xNC | 100-K09N200 | 380-400V50 | -
- | - | MINI CONTACTOR, 9A, 4-Pole: 2xNO + 2xNC | 100-K09KN200 | 400V50/60 | -
- | - | MINI CONTACTOR, 9A, 4-Pole: 2xNO + 2xNC | 100-K09KU200 | 415V50/60 | -
- | - | MINI CONTACTOR, 9A, 4-Pole: 2xNO + 2xNC | 100-K09B200 | 440V50/480V60 | -
- | - | MINI CONTACTOR, 9A, 4-Pole: 2xNO + 2xNC | 100-K09M200 | 500V50/575V60 | -
- | - | MINI CONTACTOR, 9A, 4-Pole: 2xNO + 2xNC | 100-K09VC200 | 525V50/600V60 | -
- | - | MINI CONTACTOR, 9A, 4-Pole: 2xNO + 2xNC | 100-K09ZR200 | 9 (6...12)VDC | wide range coil 0.7…1.25xUe
- | - | MINI CONTACTOR, 9A, 4-Pole: 2xNO + 2xNC | 100-K09ZQ200 | 12 (7.5...15)VDC | wide range coil 0.7…1.25xUe
- | - | MINI CONTACTOR, 9A, 4-Pole: 2xNO + 2xNC | 100-K09ZJ200 | 24 (17...30)VDC | wide range coil 0.7…1.25xUe
- | - | MINI CONTACTOR, 9A, 4-Pole: 2xNO + 2xNC | 100-K09DJ200 | 24 (17...30)VDC-D | wide range coil 0.7…1.25xUe, with diode
- | - | MINI CONTACTOR, 9A, 4-Pole: 2xNO + 2xNC | 100-K09ZC200 | 30VDC | -
- | - | MINI CONTACTOR, 9A, 4-Pole: 2xNO + 2xNC | 100-K09ZW200 | 36VDC | -
- | - | MINI CONTACTOR, 9A, 4-Pole: 2xNO + 2xNC | 100-K09ZY200 | 48VDC | -
- | - | MINI CONTACTOR, 9A, 4-Pole: 2xNO + 2xNC | 100-K09ZZ200 | 60VDC | -
- | - | MINI CONTACTOR, 9A, 4-Pole: 2xNO + 2xNC | 100-K09ZG200 | 72VDC | -
- | - | MINI CONTACTOR, 9A, 4-Pole: 2xNO + 2xNC | 100-K09ZE200 | 80VDC | -
- | - | MINI CONTACTOR, 9A, 4-Pole: 2xNO + 2xNC | 100-K09ZD200 | 110 (93.5...137.5)VDC | wide range coil 0.7…1.25xUe
- | - | MINI CONTACTOR, 9A, 4-Pole: 2xNO + 2xNC | 100-K09ZU200 | 120VDC | -
- | - | MINI CONTACTOR, 9A, 4-Pole: 2xNO + 2xNC | 100-K09ZS200 | 125VDC | -
- | - | MINI CONTACTOR, 9A, 4-Pole: 2xNO + 2xNC | 100-K09ZA200 | 220VDC | -
- | - | MINI CONTACTOR, 9A, 4-Pole: 2xNO + 2xNC | 100-K09ZL200 | 240VDC | -
- | - | MINI CONTACTOR, 9A, 4-Pole: 2xNO + 2xNC | 100-K09ZT200 | 250VDC | -
100-M12NKQ4S | 12V50/60 | MINI CONTACTOR, 12A, 4-Pole: 4xNO | 100-K12KQ400 | 12V50/60 | -
100-M12NKD4S | 24V50/60 | MINI CONTACTOR, 12A, 4-Pole: 4xNO | 100-K12KJ400 | 24V50/60 | -
100-M12NKVD4S | 24V50/60-V | MINI CONTACTOR, 12A, 4-Pole: 4xNO | 100-K12WJ400 | 24V50/60-V | with varistor
100-M12NKV4S | 32V50/60 | MINI CONTACTOR, 12A, 4-Pole: 4xNO | 100-K12VU400 | 32V50/60 | -
100-M12NKC4S | 36V50/60 | MINI CONTACTOR, 12A, 4-Pole: 4xNO | 100-K12KV400 | 36V50/60 | -
100-M12NKX4S | 42V50/60 | MINI CONTACTOR, 12A, 4-Pole: 4xNO | 100-K12KW400 | 42V50/60 | -
100-M12NKH4S | 48V50/60 | MINI CONTACTOR, 12A, 4-Pole: 4xNO | 100-K12KY400 | 48V50/60 | -
100-M12NKR4S | 60V50/60 | MINI CONTACTOR, 12A, 4-Pole: 4xNO | 100-K12KR400 | 60V50/60 | -
100-M12NKM4S | 70V50/60 | MINI CONTACTOR, 12A, 4-Pole: 4xNO | 100-K12VG400 | 70V50/60 | -
100-M12ND4S | 110V50/120V60 | MINI CONTACTOR, 12A, 4-Pole: 4xNO | 100-K12D400 | 110V50/120V60 | -
100-M12NKSS4S | 125V50/60 | MINI CONTACTOR, 12A, 4-Pole: 4xNO | 100-K12VS400 | 127V50/60 | -
100-M12NKE4S | 135V50/60 | MINI CONTACTOR, 12A, 4-Pole: 4xNO | 100-K12VE400 | 135V50/60 | -
100-M12NKG4S | 200V50/60 | MINI CONTACTOR, 12A, 4-Pole: 4xNO | 100-K12KG400 | 200V50/200-220V60 | -
100-M12NKL4S | 200-230V50/60 | MINI CONTACTOR, 12A, 4-Pole: 4xNO | 100-K12KL400 | 200-230V50/60 | -
100-M12NKF4S | 230V50/60 | MINI CONTACTOR, 12A, 4-Pole: 4xNO | 100-K12KF400 | 230V50/60 | -
100-M12NKT4S | 240V50/60 | MINI CONTACTOR, 12A, 4-Pole: 4xNO | 100-K12KA400 | 240V50/60 | -
100-M12NKAA4S | 250V50/60 | MINI CONTACTOR, 12A, 4-Pole: 4xNO | 100-K12VT400 | 250V50/60 | -
100-M12NKK4S | 380-400V50 | MINI CONTACTOR, 12A, 4-Pole: 4xNO | 100-K12N400 | 380-400V50 | -
100-M12NKN4S | 400V50/60 | MINI CONTACTOR, 12A, 4-Pole: 4xNO | 100-K12KN400 | 400V50/60 | -
100-M12NKU4S | 415V50/60 | MINI CONTACTOR, 12A, 4-Pole: 4xNO | 100-K12KU400 | 415V50/60 | -
100-M12NB4S | 440V50/480V60 | MINI CONTACTOR, 12A, 4-Pole: 4xNO | 100-K12B400 | 440V50/480V60 | -
100-M12NKZ4S | 500V50/60 | MINI CONTACTOR, 12A, 4-Pole: 4xNO | 100-K12M400 | 500V50/575V60 | -
100-M12NCB4S | 575-600V60 | MINI CONTACTOR, 12A, 4-Pole: 4xNO | 100-K12VC400 | 525V50/600V60 | -
100-M12NZRA4S | 9VDC | MINI CONTACTOR, 12A, 4-Pole: 4xNO | 100-K12ZR400 | 9 (6...12)VDC | wide range coil 0.7…1.25xUe
100-M12NZ124S | 12VDC | MINI CONTACTOR, 12A, 4-Pole: 4xNO | 100-K12ZQ400 | 12 (7.5...15)VDC | wide range coil 0.7…1.25xUe
100-M12NZ244S | 24VDC | MINI CONTACTOR, 12A, 4-Pole: 4xNO | 100-K12ZJ400 | 24 (17...30)VDC | wide range coil 0.7…1.25xUe
100-M12NZD244S | 24VDC-D | MINI CONTACTOR, 12A, 4-Pole: 4xNO | 100-K12DJ400 | 24 (17...30)VDC-D | wide range coil 0.7…1.25xUe, with diode
100-M12NZC4S | 30VDC | MINI CONTACTOR, 12A, 4-Pole: 4xNO | 100-K12ZC400 | 30VDC | -
100-M12NZ364S | 36VDC | MINI CONTACTOR, 12A, 4-Pole: 4xNO | 100-K12ZW400 | 36VDC | -
100-M12NZ484S | 48VDC | MINI CONTACTOR, 12A, 4-Pole: 4xNO | 100-K12ZY400 | 48VDC | -
100-M12NZ604S | 60VDC | MINI CONTACTOR, 12A, 4-Pole: 4xNO | 100-K12ZZ400 | 60VDC | -
100-M12NZG4S | 72VDC | MINI CONTACTOR, 12A, 4-Pole: 4xNO | 100-K12ZG400 | 72VDC | -
100-M12NZ804S | 80VDC | MINI CONTACTOR, 12A, 4-Pole: 4xNO | 100-K12ZE400 | 80VDC | -
100-M12NZ114S | 110VDC | MINI CONTACTOR, 12A, 4-Pole: 4xNO | 100-K12ZD400 | 110 (93.5...137.5)VDC | wide range coil 0.7…1.25xUe
100-M12NZU4S | 120VDC | MINI CONTACTOR, 12A, 4-Pole: 4xNO | 100-K12ZU400 | 120VDC | -
100-M12NZ34S | 125VDC | MINI CONTACTOR, 12A, 4-Pole: 4xNO | 100-K12ZS400 | 125VDC | -
100-M12NZ24S | 220VDC | MINI CONTACTOR, 12A, 4-Pole: 4xNO | 100-K12ZA400 | 220VDC | -
100-M12NZL4S | 240VDC | MINI CONTACTOR, 12A, 4-Pole: 4xNO | 100-K12ZL400 | 240VDC | -
100-M12NZT4S | 250VDC | MINI CONTACTOR, 12A, 4-Pole: 4xNO | 100-K12ZT400 | 250VDC | -
- | - | MINI CONTACTOR, 12A, 4-Pole: 3xNO + 1xNC | 100-K12KQ300 | 12V50/60 | -
- | - | MINI CONTACTOR, 12A, 4-Pole: 3xNO + 1xNC | 100-K12KJ300 | 24V50/60 | -
- | - | MINI CONTACTOR, 12A, 4-Pole: 3xNO + 1xNC | 100-K12WJ300 | 24V50/60-V | with varistor
- | - | MINI CONTACTOR, 12A, 4-Pole: 3xNO + 1xNC | 100-K12VU300 | 32V50/60 | -
- | - | MINI CONTACTOR, 12A, 4-Pole: 3xNO + 1xNC | 100-K12KV300 | 36V50/60 | -
- | - | MINI CONTACTOR, 12A, 4-Pole: 3xNO + 1xNC | 100-K12KW300 | 42V50/60 | -
- | - | MINI CONTACTOR, 12A, 4-Pole: 3xNO + 1xNC | 100-K12KY300 | 48V50/60 | -
- | - | MINI CONTACTOR, 12A, 4-Pole: 3xNO + 1xNC | 100-K12KR300 | 60V50/60 | -
- | - | MINI CONTACTOR, 12A, 4-Pole: 3xNO + 1xNC | 100-K12VG300 | 70V50/60 | -
- | - | MINI CONTACTOR, 12A, 4-Pole: 3xNO + 1xNC | 100-K12D300 | 110V50/120V60 | -
- | - | MINI CONTACTOR, 12A, 4-Pole: 3xNO + 1xNC | 100-K12VS300 | 127V50/60 | -
- | - | MINI CONTACTOR, 12A, 4-Pole: 3xNO + 1xNC | 100-K12VE300 | 135V50/60 | -
- | - | MINI CONTACTOR, 12A, 4-Pole: 3xNO + 1xNC | 100-K12KG300 | 200V50/200-220V60 | -
- | - | MINI CONTACTOR, 12A, 4-Pole: 3xNO + 1xNC | 100-K12KL300 | 200-230V50/60 | -
- | - | MINI CONTACTOR, 12A, 4-Pole: 3xNO + 1xNC | 100-K12KF300 | 230V50/60 | -
- | - | MINI CONTACTOR, 12A, 4-Pole: 3xNO + 1xNC | 100-K12KA300 | 240V50/60 | -
- | - | MINI CONTACTOR, 12A, 4-Pole: 3xNO + 1xNC | 100-K12VT300 | 250V50/60 | -
- | - | MINI CONTACTOR, 12A, 4-Pole: 3xNO + 1xNC | 100-K12N300 | 380-400V50 | -
- | - | MINI CONTACTOR, 12A, 4-Pole: 3xNO + 1xNC | 100-K12KN300 | 400V50/60 | -
- | - | MINI CONTACTOR, 12A, 4-Pole: 3xNO + 1xNC | 100-K12KU300 | 415V50/60 | -
- | - | MINI CONTACTOR, 12A, 4-Pole: 3xNO + 1xNC | 100-K12B300 | 440V50/480V60 | -
- | - | MINI CONTACTOR, 12A, 4-Pole: 3xNO + 1xNC | 100-K12M300 | 500V50/575V60 | -
- | - | MINI CONTACTOR, 12A, 4-Pole: 3xNO + 1xNC | 100-K12VC300 | 525V50/600V60 | -
- | - | MINI CONTACTOR, 12A, 4-Pole: 3xNO + 1xNC | 100-K12ZR300 | 9 (6...12)VDC | wide range coil 0.7…1.25xUe
- | - | MINI CONTACTOR, 12A, 4-Pole: 3xNO + 1xNC | 100-K12ZQ300 | 12 (7.5...15)VDC | wide range coil 0.7…1.25xUe
- | - | MINI CONTACTOR, 12A, 4-Pole: 3xNO + 1xNC | 100-K12ZJ300 | 24 (17...30)VDC | wide range coil 0.7…1.25xUe
- | - | MINI CONTACTOR, 12A, 4-Pole: 3xNO + 1xNC | 100-K12DJ300 | 24 (17...30)VDC-D | wide range coil 0.7…1.25xUe, with diode
- | - | MINI CONTACTOR, 12A, 4-Pole: 3xNO + 1xNC | 100-K12ZC300 | 30VDC | -
- | - | MINI CONTACTOR, 12A, 4-Pole: 3xNO + 1xNC | 100-K12ZW300 | 36VDC | -
- | - | MINI CONTACTOR, 12A, 4-Pole: 3xNO + 1xNC | 100-K12ZY300 | 48VDC | -
- | - | MINI CONTACTOR, 12A, 4-Pole: 3xNO + 1xNC | 100-K12ZZ300 | 60VDC | -
- | - | MINI CONTACTOR, 12A, 4-Pole: 3xNO + 1xNC | 100-K12ZG300 | 72VDC | -
- | - | MINI CONTACTOR, 12A, 4-Pole: 3xNO + 1xNC | 100-K12ZE300 | 80VDC | -
- | - | MINI CONTACTOR, 12A, 4-Pole: 3xNO + 1xNC | 100-K12ZD300 | 110 (93.5...137.5)VDC | wide range coil 0.7…1.25xUe
- | - | MINI CONTACTOR, 12A, 4-Pole: 3xNO + 1xNC | 100-K12ZU300 | 120VDC | -
- | - | MINI CONTACTOR, 12A, 4-Pole: 3xNO + 1xNC | 100-K12ZS300 | 125VDC | -
- | - | MINI CONTACTOR, 12A, 4-Pole: 3xNO + 1xNC | 100-K12ZA300 | 220VDC | -
- | - | MINI CONTACTOR, 12A, 4-Pole: 3xNO + 1xNC | 100-K12ZL300 | 240VDC | -
- | - | MINI CONTACTOR, 12A, 4-Pole: 3xNO + 1xNC | 100-K12ZT300 | 250VDC | -
- | - | MINI CONTACTOR, 12A, 4-Pole: 2xNO + 2xNC | 100-K12KQ200 | 12V50/60 | -
- | - | MINI CONTACTOR, 12A, 4-Pole: 2xNO + 2xNC | 100-K12KJ200 | 24V50/60 | -
- | - | MINI CONTACTOR, 12A, 4-Pole: 2xNO + 2xNC | 100-K12WJ200 | 24V50/60-V | with varistor
- | - | MINI CONTACTOR, 12A, 4-Pole: 2xNO + 2xNC | 100-K12VU200 | 32V50/60 | -
- | - | MINI CONTACTOR, 12A, 4-Pole: 2xNO + 2xNC | 100-K12KV200 | 36V50/60 | -
- | - | MINI CONTACTOR, 12A, 4-Pole: 2xNO + 2xNC | 100-K12KW200 | 42V50/60 | -
- | - | MINI CONTACTOR, 12A, 4-Pole: 2xNO + 2xNC | 100-K12KY200 | 48V50/60 | -
- | - | MINI CONTACTOR, 12A, 4-Pole: 2xNO + 2xNC | 100-K12KR200 | 60V50/60 | -
- | - | MINI CONTACTOR, 12A, 4-Pole: 2xNO + 2xNC | 100-K12VG200 | 70V50/60 | -
- | - | MINI CONTACTOR, 12A, 4-Pole: 2xNO + 2xNC | 100-K12D200 | 110V50/120V60 | -
- | - | MINI CONTACTOR, 12A, 4-Pole: 2xNO + 2xNC | 100-K12VS200 | 127V50/60 | -
- | - | MINI CONTACTOR, 12A, 4-Pole: 2xNO + 2xNC | 100-K12VE200 | 135V50/60 | -
- | - | MINI CONTACTOR, 12A, 4-Pole: 2xNO + 2xNC | 100-K12KG200 | 200V50/200-220V60 | -
- | - | MINI CONTACTOR, 12A, 4-Pole: 2xNO + 2xNC | 100-K12KL200 | 200-230V50/60 | -
- | - | MINI CONTACTOR, 12A, 4-Pole: 2xNO + 2xNC | 100-K12KF200 | 230V50/60 | -
- | - | MINI CONTACTOR, 12A, 4-Pole: 2xNO + 2xNC | 100-K12KA200 | 240V50/60 | -
- | - | MINI CONTACTOR, 12A, 4-Pole: 2xNO + 2xNC | 100-K12VT200 | 250V50/60 | -
- | - | MINI CONTACTOR, 12A, 4-Pole: 2xNO + 2xNC | 100-K12N200 | 380-400V50 | -
- | - | MINI CONTACTOR, 12A, 4-Pole: 2xNO + 2xNC | 100-K12KN200 | 400V50/60 | -
- | - | MINI CONTACTOR, 12A, 4-Pole: 2xNO + 2xNC | 100-K12KU200 | 415V50/60 | -
- | - | MINI CONTACTOR, 12A, 4-Pole: 2xNO + 2xNC | 100-K12B200 | 440V50/480V60 | -
- | - | MINI CONTACTOR, 12A, 4-Pole: 2xNO + 2xNC | 100-K12M200 | 500V50/575V60 | -
- | - | MINI CONTACTOR, 12A, 4-Pole: 2xNO + 2xNC | 100-K12VC200 | 525V50/600V60 | -
- | - | MINI CONTACTOR, 12A, 4-Pole: 2xNO + 2xNC | 100-K12ZR200 | 9 (6...12)VDC | wide range coil 0.7…1.25xUe
- | - | MINI CONTACTOR, 12A, 4-Pole: 2xNO + 2xNC | 100-K12ZQ200 | 12 (7.5...15)VDC | wide range coil 0.7…1.25xUe
- | - | MINI CONTACTOR, 12A, 4-Pole: 2xNO + 2xNC | 100-K12ZJ200 | 24 (17...30)VDC | wide range coil 0.7…1.25xUe
- | - | MINI CONTACTOR, 12A, 4-Pole: 2xNO + 2xNC | 100-K12DJ200 | 24 (17...30)VDC-D | wide range coil 0.7…1.25xUe, with diode
- | - | MINI CONTACTOR, 12A, 4-Pole: 2xNO + 2xNC | 100-K12ZC200 | 30VDC | -
- | - | MINI CONTACTOR, 12A, 4-Pole: 2xNO + 2xNC | 100-K12ZW200 | 36VDC | -
- | - | MINI CONTACTOR, 12A, 4-Pole: 2xNO + 2xNC | 100-K12ZY200 | 48VDC | -
- | - | MINI CONTACTOR, 12A, 4-Pole: 2xNO + 2xNC | 100-K12ZZ200 | 60VDC | -
- | - | MINI CONTACTOR, 12A, 4-Pole: 2xNO + 2xNC | 100-K12ZG200 | 72VDC | -
- | - | MINI CONTACTOR, 12A, 4-Pole: 2xNO + 2xNC | 100-K12ZE200 | 80VDC | -
- | - | MINI CONTACTOR, 12A, 4-Pole: 2xNO + 2xNC | 100-K12ZD200 | 110 (93.5...137.5)VDC | wide range coil 0.7…1.25xUe
- | - | MINI CONTACTOR, 12A, 4-Pole: 2xNO + 2xNC | 100-K12ZU200 | 120VDC | -
- | - | MINI CONTACTOR, 12A, 4-Pole: 2xNO + 2xNC | 100-K12ZS200 | 125VDC | -
- | - | MINI CONTACTOR, 12A, 4-Pole: 2xNO + 2xNC | 100-K12ZA200 | 220VDC | -
- | - | MINI CONTACTOR, 12A, 4-Pole: 2xNO + 2xNC | 100-K12ZL200 | 240VDC | -
- | - | MINI CONTACTOR, 12A, 4-Pole: 2xNO + 2xNC | 100-K12ZT200 | 250VDC | -
104-M05NKQ3 | 12V50/60 | REVERSING CONTACTOR, 5.3A, 3-Pole, aux. 2xNO | 104-K05KQ20 | 12V50/60 | -
104-M05NKD3 | 24V50/60 | REVERSING CONTACTOR, 5.3A, 3-Pole, aux. 2xNO | 104-K05KJ20 | 24V50/60 | -
104-M05NKVD3 | 24V50/60-V | REVERSING CONTACTOR, 5.3A, 3-Pole, aux. 2xNO | 104-K05WJ20 | 24V50/60-V | with varistor
104-M05NKV3 | 32V50/60 | REVERSING CONTACTOR, 5.3A, 3-Pole, aux. 2xNO | 104-K05VU20 | 32V50/60 | -
104-M05NKC3 | 36V50/60 | REVERSING CONTACTOR, 5.3A, 3-Pole, aux. 2xNO | 104-K05KV20 | 36V50/60 | -
104-M05NKX3 | 42V50/60 | REVERSING CONTACTOR, 5.3A, 3-Pole, aux. 2xNO | 104-K05KW20 | 42V50/60 | -
104-M05NKH3 | 48V50/60 | REVERSING CONTACTOR, 5.3A, 3-Pole, aux. 2xNO | 104-K05KY20 | 48V50/60 | -
104-M05NKR3 | 60V50/60 | REVERSING CONTACTOR, 5.3A, 3-Pole, aux. 2xNO | 104-K05KR20 | 60V50/60 | -
104-M05NKM3 | 70V50/60 | REVERSING CONTACTOR, 5.3A, 3-Pole, aux. 2xNO | 104-K05VG20 | 70V50/60 | -
104-M05ND3 | 110V50/120V60 | REVERSING CONTACTOR, 5.3A, 3-Pole, aux. 2xNO | 104-K05D20 | 110V50/120V60 | -
104-M05NKSS3 | 125V50/60 | REVERSING CONTACTOR, 5.3A, 3-Pole, aux. 2xNO | 104-K05VS20 | 127V50/60 | -
104-M05NKE3 | 135V50/60 | REVERSING CONTACTOR, 5.3A, 3-Pole, aux. 2xNO | 104-K05VE20 | 135V50/60 | -
104-M05NKG3 | 200V50/60 | REVERSING CONTACTOR, 5.3A, 3-Pole, aux. 2xNO | 104-K05KG20 | 200V50/200-220V60 | -
104-M05NKL3 | 200-230V50/60 | REVERSING CONTACTOR, 5.3A, 3-Pole, aux. 2xNO | 104-K05KL20 | 200-230V50/60 | -
104-M05NKF3 | 230V50/60 | REVERSING CONTACTOR, 5.3A, 3-Pole, aux. 2xNO | 104-K05KF20 | 230V50/60 | -
104-M05NKT3 | 240V50/60 | REVERSING CONTACTOR, 5.3A, 3-Pole, aux. 2xNO | 104-K05KA20 | 240V50/60 | -
104-M05NKAA3 | 250V50/60 | REVERSING CONTACTOR, 5.3A, 3-Pole, aux. 2xNO | 104-K05VT20 | 250V50/60 | -
104-M05NKK3 | 380-400V50 | REVERSING CONTACTOR, 5.3A, 3-Pole, aux. 2xNO | 104-K05N20 | 380-400V50 | -
104-M05NKN3 | 400V50/60 | REVERSING CONTACTOR, 5.3A, 3-Pole, aux. 2xNO | 104-K05KN20 | 400V50/60 | -
104-M05NKU3 | 415V50/60 | REVERSING CONTACTOR, 5.3A, 3-Pole, aux. 2xNO | 104-K05KU20 | 415V50/60 | -
104-M05NB3 | 440V50/480V60 | REVERSING CONTACTOR, 5.3A, 3-Pole, aux. 2xNO | 104-K05B20 | 440V50/480V60 | -
104-M05NKZ3 | 500V50/60 | REVERSING CONTACTOR, 5.3A, 3-Pole, aux. 2xNO | 104-K05M20 | 500V50/575V60 | -
104-M05NCB3 | 575-600V60 | REVERSING CONTACTOR, 5.3A, 3-Pole, aux. 2xNO | 104-K05VC20 | 525V50/600V60 | -
104-M05NZRA3 | 9VDC | REVERSING CONTACTOR, 5.3A, 3-Pole, aux. 2xNO | 104-K05ZR20 | 9 (6...12)VDC | wide range coil 0.7…1.25xUe
104-M05NZ123 | 12VDC | REVERSING CONTACTOR, 5.3A, 3-Pole, aux. 2xNO | 104-K05ZQ20 | 12 (7.5...15)VDC | wide range coil 0.7…1.25xUe
104-M05NZ243 | 24VDC | REVERSING CONTACTOR, 5.3A, 3-Pole, aux. 2xNO | 104-K05ZJ20 | 24 (17...30)VDC | wide range coil 0.7…1.25xUe
104-M05NZD243 | 24VDC-D | REVERSING CONTACTOR, 5.3A, 3-Pole, aux. 2xNO | 104-K05DJ20 | 24 (17...30)VDC-D | wide range coil 0.7…1.25xUe, with diode
104-M05NZC3 | 30VDC | REVERSING CONTACTOR, 5.3A, 3-Pole, aux. 2xNO | 104-K05ZC20 | 30VDC | -
104-M05NZ363 | 36VDC | REVERSING CONTACTOR, 5.3A, 3-Pole, aux. 2xNO | 104-K05ZW20 | 36VDC | -
104-M05NZ483 | 48VDC | REVERSING CONTACTOR, 5.3A, 3-Pole, aux. 2xNO | 104-K05ZY20 | 48VDC | -
104-M05NZ603 | 60VDC | REVERSING CONTACTOR, 5.3A, 3-Pole, aux. 2xNO | 104-K05ZZ20 | 60VDC | -
104-M05NZG3 | 72VDC | REVERSING CONTACTOR, 5.3A, 3-Pole, aux. 2xNO | 104-K05ZG20 | 72VDC | -
104-M05NZ803 | 80VDC | REVERSING CONTACTOR, 5.3A, 3-Pole, aux. 2xNO | 104-K05ZE20 | 80VDC | -
104-M05NZ113 | 110VDC | REVERSING CONTACTOR, 5.3A, 3-Pole, aux. 2xNO | 104-K05ZD20 | 110 (93.5...137.5)VDC | wide range coil 0.7…1.25xUe
104-M05NZU3 | 120VDC | REVERSING CONTACTOR, 5.3A, 3-Pole, aux. 2xNO | 104-K05ZU20 | 120VDC | -
104-M05NZ33 | 125VDC | REVERSING CONTACTOR, 5.3A, 3-Pole, aux. 2xNO | 104-K05ZS20 | 125VDC | -
104-M05NZ23 | 220VDC | REVERSING CONTACTOR, 5.3A, 3-Pole, aux. 2xNO | 104-K05ZA20 | 220VDC | -
104-M05NZL3 | 240VDC | REVERSING CONTACTOR, 5.3A, 3-Pole, aux. 2xNO | 104-K05ZL20 | 240VDC | -
104-M05NZT3 | 250VDC | REVERSING CONTACTOR, 5.3A, 3-Pole, aux. 2xNO | 104-K05ZT20 | 250VDC | -
104-M05NKQ31 | 12V50/60 | REVERSING CONTACTOR, 5.3A, 3-Pole, aux. 2xNC | 104-K05KQ02 | 12V50/60 | -
104-M05NKD31 | 24V50/60 | REVERSING CONTACTOR, 5.3A, 3-Pole, aux. 2xNC | 104-K05KJ02 | 24V50/60 | -
104-M05NKVD31 | 24V50/60-V | REVERSING CONTACTOR, 5.3A, 3-Pole, aux. 2xNC | 104-K05WJ02 | 24V50/60-V | with varistor
104-M05NKV31 | 32V50/60 | REVERSING CONTACTOR, 5.3A, 3-Pole, aux. 2xNC | 104-K05VU02 | 32V50/60 | -
104-M05NKC31 | 36V50/60 | REVERSING CONTACTOR, 5.3A, 3-Pole, aux. 2xNC | 104-K05KV02 | 36V50/60 | -
104-M05NKX31 | 42V50/60 | REVERSING CONTACTOR, 5.3A, 3-Pole, aux. 2xNC | 104-K05KW02 | 42V50/60 | -
104-M05NKH31 | 48V50/60 | REVERSING CONTACTOR, 5.3A, 3-Pole, aux. 2xNC | 104-K05KY02 | 48V50/60 | -
104-M05NKR31 | 60V50/60 | REVERSING CONTACTOR, 5.3A, 3-Pole, aux. 2xNC | 104-K05KR02 | 60V50/60 | -
104-M05NKM31 | 70V50/60 | REVERSING CONTACTOR, 5.3A, 3-Pole, aux. 2xNC | 104-K05VG02 | 70V50/60 | -
104-M05ND31 | 110V50/120V60 | REVERSING CONTACTOR, 5.3A, 3-Pole, aux. 2xNC | 104-K05D02 | 110V50/120V60 | -
104-M05NKSS31 | 125V50/60 | REVERSING CONTACTOR, 5.3A, 3-Pole, aux. 2xNC | 104-K05VS02 | 127V50/60 | -
104-M05NKE31 | 135V50/60 | REVERSING CONTACTOR, 5.3A, 3-Pole, aux. 2xNC | 104-K05VE02 | 135V50/60 | -
104-M05NKG31 | 200V50/60 | REVERSING CONTACTOR, 5.3A, 3-Pole, aux. 2xNC | 104-K05KG02 | 200V50/200-220V60 | -
104-M05NKL31 | 200-230V50/60 | REVERSING CONTACTOR, 5.3A, 3-Pole, aux. 2xNC | 104-K05KL02 | 200-230V50/60 | -
104-M05NKF31 | 230V50/60 | REVERSING CONTACTOR, 5.3A, 3-Pole, aux. 2xNC | 104-K05KF02 | 230V50/60 | -
104-M05NKT31 | 240V50/60 | REVERSING CONTACTOR, 5.3A, 3-Pole, aux. 2xNC | 104-K05KA02 | 240V50/60 | -
104-M05NKAA31 | 250V50/60 | REVERSING CONTACTOR, 5.3A, 3-Pole, aux. 2xNC | 104-K05VT02 | 250V50/60 | -
104-M05NKK31 | 380-400V50 | REVERSING CONTACTOR, 5.3A, 3-Pole, aux. 2xNC | 104-K05N02 | 380-400V50 | -
104-M05NKN31 | 400V50/60 | REVERSING CONTACTOR, 5.3A, 3-Pole, aux. 2xNC | 104-K05KN02 | 400V50/60 | -
104-M05NKU31 | 415V50/60 | REVERSING CONTACTOR, 5.3A, 3-Pole, aux. 2xNC | 104-K05KU02 | 415V50/60 | -
104-M05NB31 | 440V50/480V60 | REVERSING CONTACTOR, 5.3A, 3-Pole, aux. 2xNC | 104-K05B02 | 440V50/480V60 | -
104-M05NKZ31 | 500V50/60 | REVERSING CONTACTOR, 5.3A, 3-Pole, aux. 2xNC | 104-K05M02 | 500V50/575V60 | -
104-M05NCB31 | 575-600V60 | REVERSING CONTACTOR, 5.3A, 3-Pole, aux. 2xNC | 104-K05VC02 | 525V50/600V60 | -
104-M05NZRA31 | 9VDC | REVERSING CONTACTOR, 5.3A, 3-Pole, aux. 2xNC | 104-K05ZR02 | 9 (6...12)VDC | wide range coil 0.7…1.25xUe
104-M05NZ1231 | 12VDC | REVERSING CONTACTOR, 5.3A, 3-Pole, aux. 2xNC | 104-K05ZQ02 | 12 (7.5...15)VDC | wide range coil 0.7…1.25xUe
104-M05NZ2431 | 24VDC | REVERSING CONTACTOR, 5.3A, 3-Pole, aux. 2xNC | 104-K05ZJ02 | 24 (17...30)VDC | wide range coil 0.7…1.25xUe
104-M05NZD2431 | 24VDC-D | REVERSING CONTACTOR, 5.3A, 3-Pole, aux. 2xNC | 104-K05DJ02 | 24 (17...30)VDC-D | wide range coil 0.7…1.25xUe, with diode
104-M05NZC31 | 30VDC | REVERSING CONTACTOR, 5.3A, 3-Pole, aux. 2xNC | 104-K05ZC02 | 30VDC | -
104-M05NZ3631 | 36VDC | REVERSING CONTACTOR, 5.3A, 3-Pole, aux. 2xNC | 104-K05ZW02 | 36VDC | -
104-M05NZ4831 | 48VDC | REVERSING CONTACTOR, 5.3A, 3-Pole, aux. 2xNC | 104-K05ZY02 | 48VDC | -
104-M05NZ6031 | 60VDC | REVERSING CONTACTOR, 5.3A, 3-Pole, aux. 2xNC | 104-K05ZZ02 | 60VDC | -
104-M05NZG31 | 72VDC | REVERSING CONTACTOR, 5.3A, 3-Pole, aux. 2xNC | 104-K05ZG02 | 72VDC | -
104-M05NZ8031 | 80VDC | REVERSING CONTACTOR, 5.3A, 3-Pole, aux. 2xNC | 104-K05ZE02 | 80VDC | -
104-M05NZ1131 | 110VDC | REVERSING CONTACTOR, 5.3A, 3-Pole, aux. 2xNC | 104-K05ZD02 | 110 (93.5...137.5)VDC | wide range coil 0.7…1.25xUe
104-M05NZU31 | 120VDC | REVERSING CONTACTOR, 5.3A, 3-Pole, aux. 2xNC | 104-K05ZU02 | 120VDC | -
104-M05NZ331 | 125VDC | REVERSING CONTACTOR, 5.3A, 3-Pole, aux. 2xNC | 104-K05ZS02 | 125VDC | -
104-M05NZ231 | 220VDC | REVERSING CONTACTOR, 5.3A, 3-Pole, aux. 2xNC | 104-K05ZA02 | 220VDC | -
104-M05NZL31 | 240VDC | REVERSING CONTACTOR, 5.3A, 3-Pole, aux. 2xNC | 104-K05ZL02 | 240VDC | -
104-M05NZT31 | 250VDC | REVERSING CONTACTOR, 5.3A, 3-Pole, aux. 2xNC | 104-K05ZT02 | 250VDC | -
- | - | REVERSING CONTACTOR, 5.3A, 3-Pole, aux. 4xNO + 2xNC | 104-K05KQ42 | 12V50/60 | -
- | - | REVERSING CONTACTOR, 5.3A, 3-Pole, aux. 4xNO + 2xNC | 104-K05KJ42 | 24V50/60 | -
- | - | REVERSING CONTACTOR, 5.3A, 3-Pole, aux. 4xNO + 2xNC | 104-K05WJ42 | 24V50/60-V | with varistor
- | - | REVERSING CONTACTOR, 5.3A, 3-Pole, aux. 4xNO + 2xNC | 104-K05VU42 | 32V50/60 | -
- | - | REVERSING CONTACTOR, 5.3A, 3-Pole, aux. 4xNO + 2xNC | 104-K05KV42 | 36V50/60 | -
- | - | REVERSING CONTACTOR, 5.3A, 3-Pole, aux. 4xNO + 2xNC | 104-K05KW42 | 42V50/60 | -
- | - | REVERSING CONTACTOR, 5.3A, 3-Pole, aux. 4xNO + 2xNC | 104-K05KY42 | 48V50/60 | -
- | - | REVERSING CONTACTOR, 5.3A, 3-Pole, aux. 4xNO + 2xNC | 104-K05KR42 | 60V50/60 | -
- | - | REVERSING CONTACTOR, 5.3A, 3-Pole, aux. 4xNO + 2xNC | 104-K05VG42 | 70V50/60 | -
- | - | REVERSING CONTACTOR, 5.3A, 3-Pole, aux. 4xNO + 2xNC | 104-K05D42 | 110V50/120V60 | -
- | - | REVERSING CONTACTOR, 5.3A, 3-Pole, aux. 4xNO + 2xNC | 104-K05VS42 | 127V50/60 | -
- | - | REVERSING CONTACTOR, 5.3A, 3-Pole, aux. 4xNO + 2xNC | 104-K05VE42 | 135V50/60 | -
- | - | REVERSING CONTACTOR, 5.3A, 3-Pole, aux. 4xNO + 2xNC | 104-K05KG42 | 200V50/200-220V60 | -
- | - | REVERSING CONTACTOR, 5.3A, 3-Pole, aux. 4xNO + 2xNC | 104-K05KL42 | 200-230V50/60 | -
- | - | REVERSING CONTACTOR, 5.3A, 3-Pole, aux. 4xNO + 2xNC | 104-K05KF42 | 230V50/60 | -
- | - | REVERSING CONTACTOR, 5.3A, 3-Pole, aux. 4xNO + 2xNC | 104-K05KA42 | 240V50/60 | -
- | - | REVERSING CONTACTOR, 5.3A, 3-Pole, aux. 4xNO + 2xNC | 104-K05VT42 | 250V50/60 | -
- | - | REVERSING CONTACTOR, 5.3A, 3-Pole, aux. 4xNO + 2xNC | 104-K05N42 | 380-400V50 | -
- | - | REVERSING CONTACTOR, 5.3A, 3-Pole, aux. 4xNO + 2xNC | 104-K05KN42 | 400V50/60 | -
- | - | REVERSING CONTACTOR, 5.3A, 3-Pole, aux. 4xNO + 2xNC | 104-K05KU42 | 415V50/60 | -
- | - | REVERSING CONTACTOR, 5.3A, 3-Pole, aux. 4xNO + 2xNC | 104-K05B42 | 440V50/480V60 | -
- | - | REVERSING CONTACTOR, 5.3A, 3-Pole, aux. 4xNO + 2xNC | 104-K05M42 | 500V50/575V60 | -
- | - | REVERSING CONTACTOR, 5.3A, 3-Pole, aux. 4xNO + 2xNC | 104-K05VC42 | 525V50/600V60 | -
- | - | REVERSING CONTACTOR, 5.3A, 3-Pole, aux. 4xNO + 2xNC | 104-K05ZR42 | 9 (6...12)VDC | wide range coil 0.7…1.25xUe
- | - | REVERSING CONTACTOR, 5.3A, 3-Pole, aux. 4xNO + 2xNC | 104-K05ZQ42 | 12 (7.5...15)VDC | wide range coil 0.7…1.25xUe
- | - | REVERSING CONTACTOR, 5.3A, 3-Pole, aux. 4xNO + 2xNC | 104-K05ZJ42 | 24 (17...30)VDC | wide range coil 0.7…1.25xUe
- | - | REVERSING CONTACTOR, 5.3A, 3-Pole, aux. 4xNO + 2xNC | 104-K05DJ42 | 24 (17...30)VDC-D | wide range coil 0.7…1.25xUe, with diode
- | - | REVERSING CONTACTOR, 5.3A, 3-Pole, aux. 4xNO + 2xNC | 104-K05ZC42 | 30VDC | -
- | - | REVERSING CONTACTOR, 5.3A, 3-Pole, aux. 4xNO + 2xNC | 104-K05ZW42 | 36VDC | -
- | - | REVERSING CONTACTOR, 5.3A, 3-Pole, aux. 4xNO + 2xNC | 104-K05ZY42 | 48VDC | -
- | - | REVERSING CONTACTOR, 5.3A, 3-Pole, aux. 4xNO + 2xNC | 104-K05ZZ42 | 60VDC | -
- | - | REVERSING CONTACTOR, 5.3A, 3-Pole, aux. 4xNO + 2xNC | 104-K05ZG42 | 72VDC | -
- | - | REVERSING CONTACTOR, 5.3A, 3-Pole, aux. 4xNO + 2xNC | 104-K05ZE42 | 80VDC | -
- | - | REVERSING CONTACTOR, 5.3A, 3-Pole, aux. 4xNO + 2xNC | 104-K05ZD42 | 110 (93.5...137.5)VDC | wide range coil 0.7…1.25xUe
- | - | REVERSING CONTACTOR, 5.3A, 3-Pole, aux. 4xNO + 2xNC | 104-K05ZU42 | 120VDC | -
- | - | REVERSING CONTACTOR, 5.3A, 3-Pole, aux. 4xNO + 2xNC | 104-K05ZS42 | 125VDC | -
- | - | REVERSING CONTACTOR, 5.3A, 3-Pole, aux. 4xNO + 2xNC | 104-K05ZA42 | 220VDC | -
- | - | REVERSING CONTACTOR, 5.3A, 3-Pole, aux. 4xNO + 2xNC | 104-K05ZL42 | 240VDC | -
- | - | REVERSING CONTACTOR, 5.3A, 3-Pole, aux. 4xNO + 2xNC | 104-K05ZT42 | 250VDC | -
- | - | REVERSING CONTACTOR, 5.3A, 3-Pole, aux. 2xNO + 4xNC | 104-K05KQ24 | 12V50/60 | -
- | - | REVERSING CONTACTOR, 5.3A, 3-Pole, aux. 2xNO + 4xNC | 104-K05KJ24 | 24V50/60 | -
- | - | REVERSING CONTACTOR, 5.3A, 3-Pole, aux. 2xNO + 4xNC | 104-K05WJ24 | 24V50/60-V | with varistor
- | - | REVERSING CONTACTOR, 5.3A, 3-Pole, aux. 2xNO + 4xNC | 104-K05VU24 | 32V50/60 | -
- | - | REVERSING CONTACTOR, 5.3A, 3-Pole, aux. 2xNO + 4xNC | 104-K05KV24 | 36V50/60 | -
- | - | REVERSING CONTACTOR, 5.3A, 3-Pole, aux. 2xNO + 4xNC | 104-K05KW24 | 42V50/60 | -
- | - | REVERSING CONTACTOR, 5.3A, 3-Pole, aux. 2xNO + 4xNC | 104-K05KY24 | 48V50/60 | -
- | - | REVERSING CONTACTOR, 5.3A, 3-Pole, aux. 2xNO + 4xNC | 104-K05KR24 | 60V50/60 | -
- | - | REVERSING CONTACTOR, 5.3A, 3-Pole, aux. 2xNO + 4xNC | 104-K05VG24 | 70V50/60 | -
- | - | REVERSING CONTACTOR, 5.3A, 3-Pole, aux. 2xNO + 4xNC | 104-K05D24 | 110V50/120V60 | -
- | - | REVERSING CONTACTOR, 5.3A, 3-Pole, aux. 2xNO + 4xNC | 104-K05VS24 | 127V50/60 | -
- | - | REVERSING CONTACTOR, 5.3A, 3-Pole, aux. 2xNO + 4xNC | 104-K05VE24 | 135V50/60 | -
- | - | REVERSING CONTACTOR, 5.3A, 3-Pole, aux. 2xNO + 4xNC | 104-K05KG24 | 200V50/200-220V60 | -
- | - | REVERSING CONTACTOR, 5.3A, 3-Pole, aux. 2xNO + 4xNC | 104-K05KL24 | 200-230V50/60 | -
- | - | REVERSING CONTACTOR, 5.3A, 3-Pole, aux. 2xNO + 4xNC | 104-K05KF24 | 230V50/60 | -
- | - | REVERSING CONTACTOR, 5.3A, 3-Pole, aux. 2xNO + 4xNC | 104-K05KA24 | 240V50/60 | -
- | - | REVERSING CONTACTOR, 5.3A, 3-Pole, aux. 2xNO + 4xNC | 104-K05VT24 | 250V50/60 | -
- | - | REVERSING CONTACTOR, 5.3A, 3-Pole, aux. 2xNO + 4xNC | 104-K05N24 | 380-400V50 | -
- | - | REVERSING CONTACTOR, 5.3A, 3-Pole, aux. 2xNO + 4xNC | 104-K05KN24 | 400V50/60 | -
- | - | REVERSING CONTACTOR, 5.3A, 3-Pole, aux. 2xNO + 4xNC | 104-K05KU24 | 415V50/60 | -
- | - | REVERSING CONTACTOR, 5.3A, 3-Pole, aux. 2xNO + 4xNC | 104-K05B24 | 440V50/480V60 | -
- | - | REVERSING CONTACTOR, 5.3A, 3-Pole, aux. 2xNO + 4xNC | 104-K05M24 | 500V50/575V60 | -
- | - | REVERSING CONTACTOR, 5.3A, 3-Pole, aux. 2xNO + 4xNC | 104-K05VC24 | 525V50/600V60 | -
- | - | REVERSING CONTACTOR, 5.3A, 3-Pole, aux. 2xNO + 4xNC | 104-K05ZR24 | 9 (6...12)VDC | wide range coil 0.7…1.25xUe
- | - | REVERSING CONTACTOR, 5.3A, 3-Pole, aux. 2xNO + 4xNC | 104-K05ZQ24 | 12 (7.5...15)VDC | wide range coil 0.7…1.25xUe
- | - | REVERSING CONTACTOR, 5.3A, 3-Pole, aux. 2xNO + 4xNC | 104-K05ZJ24 | 24 (17...30)VDC | wide range coil 0.7…1.25xUe
- | - | REVERSING CONTACTOR, 5.3A, 3-Pole, aux. 2xNO + 4xNC | 104-K05DJ24 | 24 (17...30)VDC-D | wide range coil 0.7…1.25xUe, with diode
- | - | REVERSING CONTACTOR, 5.3A, 3-Pole, aux. 2xNO + 4xNC | 104-K05ZC24 | 30VDC | -
- | - | REVERSING CONTACTOR, 5.3A, 3-Pole, aux. 2xNO + 4xNC | 104-K05ZW24 | 36VDC | -
- | - | REVERSING CONTACTOR, 5.3A, 3-Pole, aux. 2xNO + 4xNC | 104-K05ZY24 | 48VDC | -
- | - | REVERSING CONTACTOR, 5.3A, 3-Pole, aux. 2xNO + 4xNC | 104-K05ZZ24 | 60VDC | -
- | - | REVERSING CONTACTOR, 5.3A, 3-Pole, aux. 2xNO + 4xNC | 104-K05ZG24 | 72VDC | -
- | - | REVERSING CONTACTOR, 5.3A, 3-Pole, aux. 2xNO + 4xNC | 104-K05ZE24 | 80VDC | -
- | - | REVERSING CONTACTOR, 5.3A, 3-Pole, aux. 2xNO + 4xNC | 104-K05ZD24 | 110 (93.5...137.5)VDC | wide range coil 0.7…1.25xUe
- | - | REVERSING CONTACTOR, 5.3A, 3-Pole, aux. 2xNO + 4xNC | 104-K05ZU24 | 120VDC | -
- | - | REVERSING CONTACTOR, 5.3A, 3-Pole, aux. 2xNO + 4xNC | 104-K05ZS24 | 125VDC | -
- | - | REVERSING CONTACTOR, 5.3A, 3-Pole, aux. 2xNO + 4xNC | 104-K05ZA24 | 220VDC | -
- | - | REVERSING CONTACTOR, 5.3A, 3-Pole, aux. 2xNO + 4xNC | 104-K05ZL24 | 240VDC | -
- | - | REVERSING CONTACTOR, 5.3A, 3-Pole, aux. 2xNO + 4xNC | 104-K05ZT24 | 250VDC | -
104-M09NKQ3 | 12V50/60 | REVERSING CONTACTOR, 9A, 3-Pole, aux. 2xNO | 104-K09KQ20 | 12V50/60 | -
104-M09NKD3 | 24V50/60 | REVERSING CONTACTOR, 9A, 3-Pole, aux. 2xNO | 104-K09KJ20 | 24V50/60 | -
104-M09NKVD3 | 24V50/60-V | REVERSING CONTACTOR, 9A, 3-Pole, aux. 2xNO | 104-K09WJ20 | 24V50/60-V | with varistor
104-M09NKV3 | 32V50/60 | REVERSING CONTACTOR, 9A, 3-Pole, aux. 2xNO | 104-K09VU20 | 32V50/60 | -
104-M09NKC3 | 36V50/60 | REVERSING CONTACTOR, 9A, 3-Pole, aux. 2xNO | 104-K09KV20 | 36V50/60 | -
104-M09NKX3 | 42V50/60 | REVERSING CONTACTOR, 9A, 3-Pole, aux. 2xNO | 104-K09KW20 | 42V50/60 | -
104-M09NKH3 | 48V50/60 | REVERSING CONTACTOR, 9A, 3-Pole, aux. 2xNO | 104-K09KY20 | 48V50/60 | -
104-M09NKR3 | 60V50/60 | REVERSING CONTACTOR, 9A, 3-Pole, aux. 2xNO | 104-K09KR20 | 60V50/60 | -
104-M09NKM3 | 70V50/60 | REVERSING CONTACTOR, 9A, 3-Pole, aux. 2xNO | 104-K09VG20 | 70V50/60 | -
104-M09ND3 | 110V50/120V60 | REVERSING CONTACTOR, 9A, 3-Pole, aux. 2xNO | 104-K09D20 | 110V50/120V60 | -
104-M09NKSS3 | 125V50/60 | REVERSING CONTACTOR, 9A, 3-Pole, aux. 2xNO | 104-K09VS20 | 127V50/60 | -
104-M09NKE3 | 135V50/60 | REVERSING CONTACTOR, 9A, 3-Pole, aux. 2xNO | 104-K09VE20 | 135V50/60 | -
104-M09NKG3 | 200V50/60 | REVERSING CONTACTOR, 9A, 3-Pole, aux. 2xNO | 104-K09KG20 | 200V50/200-220V60 | -
104-M09NKL3 | 200-230V50/60 | REVERSING CONTACTOR, 9A, 3-Pole, aux. 2xNO | 104-K09KL20 | 200-230V50/60 | -
104-M09NKF3 | 230V50/60 | REVERSING CONTACTOR, 9A, 3-Pole, aux. 2xNO | 104-K09KF20 | 230V50/60 | -
104-M09NKT3 | 240V50/60 | REVERSING CONTACTOR, 9A, 3-Pole, aux. 2xNO | 104-K09KA20 | 240V50/60 | -
104-M09NKAA3 | 250V50/60 | REVERSING CONTACTOR, 9A, 3-Pole, aux. 2xNO | 104-K09VT20 | 250V50/60 | -
104-M09NKK3 | 380-400V50 | REVERSING CONTACTOR, 9A, 3-Pole, aux. 2xNO | 104-K09N20 | 380-400V50 | -
104-M09NKN3 | 400V50/60 | REVERSING CONTACTOR, 9A, 3-Pole, aux. 2xNO | 104-K09KN20 | 400V50/60 | -
104-M09NKU3 | 415V50/60 | REVERSING CONTACTOR, 9A, 3-Pole, aux. 2xNO | 104-K09KU20 | 415V50/60 | -
104-M09NB3 | 440V50/480V60 | REVERSING CONTACTOR, 9A, 3-Pole, aux. 2xNO | 104-K09B20 | 440V50/480V60 | -
104-M09NKZ3 | 500V50/60 | REVERSING CONTACTOR, 9A, 3-Pole, aux. 2xNO | 104-K09M20 | 500V50/575V60 | -
104-M09NCB3 | 575-600V60 | REVERSING CONTACTOR, 9A, 3-Pole, aux. 2xNO | 104-K09VC20 | 525V50/600V60 | -
104-M09NZRA3 | 9VDC | REVERSING CONTACTOR, 9A, 3-Pole, aux. 2xNO | 104-K09ZR20 | 9 (6...12)VDC | wide range coil 0.7…1.25xUe
104-M09NZ123 | 12VDC | REVERSING CONTACTOR, 9A, 3-Pole, aux. 2xNO | 104-K09ZQ20 | 12 (7.5...15)VDC | wide range coil 0.7…1.25xUe
104-M09NZ243 | 24VDC | REVERSING CONTACTOR, 9A, 3-Pole, aux. 2xNO | 104-K09ZJ20 | 24 (17...30)VDC | wide range coil 0.7…1.25xUe
104-M09NZD243 | 24VDC-D | REVERSING CONTACTOR, 9A, 3-Pole, aux. 2xNO | 104-K09DJ20 | 24 (17...30)VDC-D | wide range coil 0.7…1.25xUe, with diode
104-M09NZC3 | 30VDC | REVERSING CONTACTOR, 9A, 3-Pole, aux. 2xNO | 104-K09ZC20 | 30VDC | -
104-M09NZ363 | 36VDC | REVERSING CONTACTOR, 9A, 3-Pole, aux. 2xNO | 104-K09ZW20 | 36VDC | -
104-M09NZ483 | 48VDC | REVERSING CONTACTOR, 9A, 3-Pole, aux. 2xNO | 104-K09ZY20 | 48VDC | -
104-M09NZ603 | 60VDC | REVERSING CONTACTOR, 9A, 3-Pole, aux. 2xNO | 104-K09ZZ20 | 60VDC | -
104-M09NZG3 | 72VDC | REVERSING CONTACTOR, 9A, 3-Pole, aux. 2xNO | 104-K09ZG20 | 72VDC | -
104-M09NZ803 | 80VDC | REVERSING CONTACTOR, 9A, 3-Pole, aux. 2xNO | 104-K09ZE20 | 80VDC | -
104-M09NZ113 | 110VDC | REVERSING CONTACTOR, 9A, 3-Pole, aux. 2xNO | 104-K09ZD20 | 110 (93.5...137.5)VDC | wide range coil 0.7…1.25xUe
104-M09NZU3 | 120VDC | REVERSING CONTACTOR, 9A, 3-Pole, aux. 2xNO | 104-K09ZU20 | 120VDC | -
104-M09NZ33 | 125VDC | REVERSING CONTACTOR, 9A, 3-Pole, aux. 2xNO | 104-K09ZS20 | 125VDC | -
104-M09NZ23 | 220VDC | REVERSING CONTACTOR, 9A, 3-Pole, aux. 2xNO | 104-K09ZA20 | 220VDC | -
104-M09NZL3 | 240VDC | REVERSING CONTACTOR, 9A, 3-Pole, aux. 2xNO | 104-K09ZL20 | 240VDC | -
104-M09NZT3 | 250VDC | REVERSING CONTACTOR, 9A, 3-Pole, aux. 2xNO | 104-K09ZT20 | 250VDC | -
104-M09NKQ31 | 12V50/60 | REVERSING CONTACTOR, 9A, 3-Pole, aux. 2xNC | 104-K09KQ02 | 12V50/60 | -
104-M09NKD31 | 24V50/60 | REVERSING CONTACTOR, 9A, 3-Pole, aux. 2xNC | 104-K09KJ02 | 24V50/60 | -
104-M09NKVD31 | 24V50/60-V | REVERSING CONTACTOR, 9A, 3-Pole, aux. 2xNC | 104-K09WJ02 | 24V50/60-V | with varistor
104-M09NKV31 | 32V50/60 | REVERSING CONTACTOR, 9A, 3-Pole, aux. 2xNC | 104-K09VU02 | 32V50/60 | -
104-M09NKC31 | 36V50/60 | REVERSING CONTACTOR, 9A, 3-Pole, aux. 2xNC | 104-K09KV02 | 36V50/60 | -
104-M09NKX31 | 42V50/60 | REVERSING CONTACTOR, 9A, 3-Pole, aux. 2xNC | 104-K09KW02 | 42V50/60 | -
104-M09NKH31 | 48V50/60 | REVERSING CONTACTOR, 9A, 3-Pole, aux. 2xNC | 104-K09KY02 | 48V50/60 | -
104-M09NKR31 | 60V50/60 | REVERSING CONTACTOR, 9A, 3-Pole, aux. 2xNC | 104-K09KR02 | 60V50/60 | -
104-M09NKM31 | 70V50/60 | REVERSING CONTACTOR, 9A, 3-Pole, aux. 2xNC | 104-K09VG02 | 70V50/60 | -
104-M09ND31 | 110V50/120V60 | REVERSING CONTACTOR, 9A, 3-Pole, aux. 2xNC | 104-K09D02 | 110V50/120V60 | -
104-M09NKSS31 | 125V50/60 | REVERSING CONTACTOR, 9A, 3-Pole, aux. 2xNC | 104-K09VS02 | 127V50/60 | -
104-M09NKE31 | 135V50/60 | REVERSING CONTACTOR, 9A, 3-Pole, aux. 2xNC | 104-K09VE02 | 135V50/60 | -
104-M09NKG31 | 200V50/60 | REVERSING CONTACTOR, 9A, 3-Pole, aux. 2xNC | 104-K09KG02 | 200V50/200-220V60 | -
104-M09NKL31 | 200-230V50/60 | REVERSING CONTACTOR, 9A, 3-Pole, aux. 2xNC | 104-K09KL02 | 200-230V50/60 | -
104-M09NKF31 | 230V50/60 | REVERSING CONTACTOR, 9A, 3-Pole, aux. 2xNC | 104-K09KF02 | 230V50/60 | -
104-M09NKT31 | 240V50/60 | REVERSING CONTACTOR, 9A, 3-Pole, aux. 2xNC | 104-K09KA02 | 240V50/60 | -
104-M09NKAA31 | 250V50/60 | REVERSING CONTACTOR, 9A, 3-Pole, aux. 2xNC | 104-K09VT02 | 250V50/60 | -
104-M09NKK31 | 380-400V50 | REVERSING CONTACTOR, 9A, 3-Pole, aux. 2xNC | 104-K09N02 | 380-400V50 | -
104-M09NKN31 | 400V50/60 | REVERSING CONTACTOR, 9A, 3-Pole, aux. 2xNC | 104-K09KN02 | 400V50/60 | -
104-M09NKU31 | 415V50/60 | REVERSING CONTACTOR, 9A, 3-Pole, aux. 2xNC | 104-K09KU02 | 415V50/60 | -
104-M09NB31 | 440V50/480V60 | REVERSING CONTACTOR, 9A, 3-Pole, aux. 2xNC | 104-K09B02 | 440V50/480V60 | -
104-M09NKZ31 | 500V50/60 | REVERSING CONTACTOR, 9A, 3-Pole, aux. 2xNC | 104-K09M02 | 500V50/575V60 | -
104-M09NCB31 | 575-600V60 | REVERSING CONTACTOR, 9A, 3-Pole, aux. 2xNC | 104-K09VC02 | 525V50/600V60 | -
104-M09NZRA31 | 9VDC | REVERSING CONTACTOR, 9A, 3-Pole, aux. 2xNC | 104-K09ZR02 | 9 (6...12)VDC | wide range coil 0.7…1.25xUe
104-M09NZ1231 | 12VDC | REVERSING CONTACTOR, 9A, 3-Pole, aux. 2xNC | 104-K09ZQ02 | 12 (7.5...15)VDC | wide range coil 0.7…1.25xUe
104-M09NZ2431 | 24VDC | REVERSING CONTACTOR, 9A, 3-Pole, aux. 2xNC | 104-K09ZJ02 | 24 (17...30)VDC | wide range coil 0.7…1.25xUe
104-M09NZD2431 | 24VDC-D | REVERSING CONTACTOR, 9A, 3-Pole, aux. 2xNC | 104-K09DJ02 | 24 (17...30)VDC-D | wide range coil 0.7…1.25xUe, with diode
104-M09NZC31 | 30VDC | REVERSING CONTACTOR, 9A, 3-Pole, aux. 2xNC | 104-K09ZC02 | 30VDC | -
104-M09NZ3631 | 36VDC | REVERSING CONTACTOR, 9A, 3-Pole, aux. 2xNC | 104-K09ZW02 | 36VDC | -
104-M09NZ4831 | 48VDC | REVERSING CONTACTOR, 9A, 3-Pole, aux. 2xNC | 104-K09ZY02 | 48VDC | -
104-M09NZ6031 | 60VDC | REVERSING CONTACTOR, 9A, 3-Pole, aux. 2xNC | 104-K09ZZ02 | 60VDC | -
104-M09NZG31 | 72VDC | REVERSING CONTACTOR, 9A, 3-Pole, aux. 2xNC | 104-K09ZG02 | 72VDC | -
104-M09NZ8031 | 80VDC | REVERSING CONTACTOR, 9A, 3-Pole, aux. 2xNC | 104-K09ZE02 | 80VDC | -
104-M09NZ1131 | 110VDC | REVERSING CONTACTOR, 9A, 3-Pole, aux. 2xNC | 104-K09ZD02 | 110 (93.5...137.5)VDC | wide range coil 0.7…1.25xUe
104-M09NZU31 | 120VDC | REVERSING CONTACTOR, 9A, 3-Pole, aux. 2xNC | 104-K09ZU02 | 120VDC | -
104-M09NZ331 | 125VDC | REVERSING CONTACTOR, 9A, 3-Pole, aux. 2xNC | 104-K09ZS02 | 125VDC | -
104-M09NZ231 | 220VDC | REVERSING CONTACTOR, 9A, 3-Pole, aux. 2xNC | 104-K09ZA02 | 220VDC | -
104-M09NZL31 | 240VDC | REVERSING CONTACTOR, 9A, 3-Pole, aux. 2xNC | 104-K09ZL02 | 240VDC | -
104-M09NZT31 | 250VDC | REVERSING CONTACTOR, 9A, 3-Pole, aux. 2xNC | 104-K09ZT02 | 250VDC | -
- | - | REVERSING CONTACTOR, 9A, 3-Pole, aux. 4xNO + 2xNC | 104-K09KQ42 | 12V50/60 | -
- | - | REVERSING CONTACTOR, 9A, 3-Pole, aux. 4xNO + 2xNC | 104-K09KJ42 | 24V50/60 | -
- | - | REVERSING CONTACTOR, 9A, 3-Pole, aux. 4xNO + 2xNC | 104-K09WJ42 | 24V50/60-V | with varistor
- | - | REVERSING CONTACTOR, 9A, 3-Pole, aux. 4xNO + 2xNC | 104-K09VU42 | 32V50/60 | -
- | - | REVERSING CONTACTOR, 9A, 3-Pole, aux. 4xNO + 2xNC | 104-K09KV42 | 36V50/60 | -
- | - | REVERSING CONTACTOR, 9A, 3-Pole, aux. 4xNO + 2xNC | 104-K09KW42 | 42V50/60 | -
- | - | REVERSING CONTACTOR, 9A, 3-Pole, aux. 4xNO + 2xNC | 104-K09KY42 | 48V50/60 | -
- | - | REVERSING CONTACTOR, 9A, 3-Pole, aux. 4xNO + 2xNC | 104-K09KR42 | 60V50/60 | -
- | - | REVERSING CONTACTOR, 9A, 3-Pole, aux. 4xNO + 2xNC | 104-K09VG42 | 70V50/60 | -
- | - | REVERSING CONTACTOR, 9A, 3-Pole, aux. 4xNO + 2xNC | 104-K09D42 | 110V50/120V60 | -
- | - | REVERSING CONTACTOR, 9A, 3-Pole, aux. 4xNO + 2xNC | 104-K09VS42 | 127V50/60 | -
- | - | REVERSING CONTACTOR, 9A, 3-Pole, aux. 4xNO + 2xNC | 104-K09VE42 | 135V50/60 | -
- | - | REVERSING CONTACTOR, 9A, 3-Pole, aux. 4xNO + 2xNC | 104-K09KG42 | 200V50/200-220V60 | -
- | - | REVERSING CONTACTOR, 9A, 3-Pole, aux. 4xNO + 2xNC | 104-K09KL42 | 200-230V50/60 | -
- | - | REVERSING CONTACTOR, 9A, 3-Pole, aux. 4xNO + 2xNC | 104-K09KF42 | 230V50/60 | -
- | - | REVERSING CONTACTOR, 9A, 3-Pole, aux. 4xNO + 2xNC | 104-K09KA42 | 240V50/60 | -
- | - | REVERSING CONTACTOR, 9A, 3-Pole, aux. 4xNO + 2xNC | 104-K09VT42 | 250V50/60 | -
- | - | REVERSING CONTACTOR, 9A, 3-Pole, aux. 4xNO + 2xNC | 104-K09N42 | 380-400V50 | -
- | - | REVERSING CONTACTOR, 9A, 3-Pole, aux. 4xNO + 2xNC | 104-K09KN42 | 400V50/60 | -
- | - | REVERSING CONTACTOR, 9A, 3-Pole, aux. 4xNO + 2xNC | 104-K09KU42 | 415V50/60 | -
- | - | REVERSING CONTACTOR, 9A, 3-Pole, aux. 4xNO + 2xNC | 104-K09B42 | 440V50/480V60 | -
- | - | REVERSING CONTACTOR, 9A, 3-Pole, aux. 4xNO + 2xNC | 104-K09M42 | 500V50/575V60 | -
- | - | REVERSING CONTACTOR, 9A, 3-Pole, aux. 4xNO + 2xNC | 104-K09VC42 | 525V50/600V60 | -
- | - | REVERSING CONTACTOR, 9A, 3-Pole, aux. 4xNO + 2xNC | 104-K09ZR42 | 9 (6...12)VDC | wide range coil 0.7…1.25xUe
- | - | REVERSING CONTACTOR, 9A, 3-Pole, aux. 4xNO + 2xNC | 104-K09ZQ42 | 12 (7.5...15)VDC | wide range coil 0.7…1.25xUe
- | - | REVERSING CONTACTOR, 9A, 3-Pole, aux. 4xNO + 2xNC | 104-K09ZJ42 | 24 (17...30)VDC | wide range coil 0.7…1.25xUe
- | - | REVERSING CONTACTOR, 9A, 3-Pole, aux. 4xNO + 2xNC | 104-K09DJ42 | 24 (17...30)VDC-D | wide range coil 0.7…1.25xUe, with diode
- | - | REVERSING CONTACTOR, 9A, 3-Pole, aux. 4xNO + 2xNC | 104-K09ZC42 | 30VDC | -
- | - | REVERSING CONTACTOR, 9A, 3-Pole, aux. 4xNO + 2xNC | 104-K09ZW42 | 36VDC | -
- | - | REVERSING CONTACTOR, 9A, 3-Pole, aux. 4xNO + 2xNC | 104-K09ZY42 | 48VDC | -
- | - | REVERSING CONTACTOR, 9A, 3-Pole, aux. 4xNO + 2xNC | 104-K09ZZ42 | 60VDC | -
- | - | REVERSING CONTACTOR, 9A, 3-Pole, aux. 4xNO + 2xNC | 104-K09ZG42 | 72VDC | -
- | - | REVERSING CONTACTOR, 9A, 3-Pole, aux. 4xNO + 2xNC | 104-K09ZE42 | 80VDC | -
- | - | REVERSING CONTACTOR, 9A, 3-Pole, aux. 4xNO + 2xNC | 104-K09ZD42 | 110 (93.5...137.5)VDC | wide range coil 0.7…1.25xUe
- | - | REVERSING CONTACTOR, 9A, 3-Pole, aux. 4xNO + 2xNC | 104-K09ZU42 | 120VDC | -
- | - | REVERSING CONTACTOR, 9A, 3-Pole, aux. 4xNO + 2xNC | 104-K09ZS42 | 125VDC | -
- | - | REVERSING CONTACTOR, 9A, 3-Pole, aux. 4xNO + 2xNC | 104-K09ZA42 | 220VDC | -
- | - | REVERSING CONTACTOR, 9A, 3-Pole, aux. 4xNO + 2xNC | 104-K09ZL42 | 240VDC | -
- | - | REVERSING CONTACTOR, 9A, 3-Pole, aux. 4xNO + 2xNC | 104-K09ZT42 | 250VDC | -
- | - | REVERSING CONTACTOR, 9A, 3-Pole, aux. 2xNO + 4xNC | 104-K09KQ24 | 12V50/60 | -
- | - | REVERSING CONTACTOR, 9A, 3-Pole, aux. 2xNO + 4xNC | 104-K09KJ24 | 24V50/60 | -
- | - | REVERSING CONTACTOR, 9A, 3-Pole, aux. 2xNO + 4xNC | 104-K09WJ24 | 24V50/60-V | with varistor
- | - | REVERSING CONTACTOR, 9A, 3-Pole, aux. 2xNO + 4xNC | 104-K09VU24 | 32V50/60 | -
- | - | REVERSING CONTACTOR, 9A, 3-Pole, aux. 2xNO + 4xNC | 104-K09KV24 | 36V50/60 | -
- | - | REVERSING CONTACTOR, 9A, 3-Pole, aux. 2xNO + 4xNC | 104-K09KW24 | 42V50/60 | -
- | - | REVERSING CONTACTOR, 9A, 3-Pole, aux. 2xNO + 4xNC | 104-K09KY24 | 48V50/60 | -
- | - | REVERSING CONTACTOR, 9A, 3-Pole, aux. 2xNO + 4xNC | 104-K09KR24 | 60V50/60 | -
- | - | REVERSING CONTACTOR, 9A, 3-Pole, aux. 2xNO + 4xNC | 104-K09VG24 | 70V50/60 | -
- | - | REVERSING CONTACTOR, 9A, 3-Pole, aux. 2xNO + 4xNC | 104-K09D24 | 110V50/120V60 | -
- | - | REVERSING CONTACTOR, 9A, 3-Pole, aux. 2xNO + 4xNC | 104-K09VS24 | 127V50/60 | -
- | - | REVERSING CONTACTOR, 9A, 3-Pole, aux. 2xNO + 4xNC | 104-K09VE24 | 135V50/60 | -
- | - | REVERSING CONTACTOR, 9A, 3-Pole, aux. 2xNO + 4xNC | 104-K09KG24 | 200V50/200-220V60 | -
- | - | REVERSING CONTACTOR, 9A, 3-Pole, aux. 2xNO + 4xNC | 104-K09KL24 | 200-230V50/60 | -
- | - | REVERSING CONTACTOR, 9A, 3-Pole, aux. 2xNO + 4xNC | 104-K09KF24 | 230V50/60 | -
- | - | REVERSING CONTACTOR, 9A, 3-Pole, aux. 2xNO + 4xNC | 104-K09KA24 | 240V50/60 | -
- | - | REVERSING CONTACTOR, 9A, 3-Pole, aux. 2xNO + 4xNC | 104-K09VT24 | 250V50/60 | -
- | - | REVERSING CONTACTOR, 9A, 3-Pole, aux. 2xNO + 4xNC | 104-K09N24 | 380-400V50 | -
- | - | REVERSING CONTACTOR, 9A, 3-Pole, aux. 2xNO + 4xNC | 104-K09KN24 | 400V50/60 | -
- | - | REVERSING CONTACTOR, 9A, 3-Pole, aux. 2xNO + 4xNC | 104-K09KU24 | 415V50/60 | -
- | - | REVERSING CONTACTOR, 9A, 3-Pole, aux. 2xNO + 4xNC | 104-K09B24 | 440V50/480V60 | -
- | - | REVERSING CONTACTOR, 9A, 3-Pole, aux. 2xNO + 4xNC | 104-K09M24 | 500V50/575V60 | -
- | - | REVERSING CONTACTOR, 9A, 3-Pole, aux. 2xNO + 4xNC | 104-K09VC24 | 525V50/600V60 | -
- | - | REVERSING CONTACTOR, 9A, 3-Pole, aux. 2xNO + 4xNC | 104-K09ZR24 | 9 (6...12)VDC | wide range coil 0.7…1.25xUe
- | - | REVERSING CONTACTOR, 9A, 3-Pole, aux. 2xNO + 4xNC | 104-K09ZQ24 | 12 (7.5...15)VDC | wide range coil 0.7…1.25xUe
- | - | REVERSING CONTACTOR, 9A, 3-Pole, aux. 2xNO + 4xNC | 104-K09ZJ24 | 24 (17...30)VDC | wide range coil 0.7…1.25xUe
- | - | REVERSING CONTACTOR, 9A, 3-Pole, aux. 2xNO + 4xNC | 104-K09DJ24 | 24 (17...30)VDC-D | wide range coil 0.7…1.25xUe, with diode
- | - | REVERSING CONTACTOR, 9A, 3-Pole, aux. 2xNO + 4xNC | 104-K09ZC24 | 30VDC | -
- | - | REVERSING CONTACTOR, 9A, 3-Pole, aux. 2xNO + 4xNC | 104-K09ZW24 | 36VDC | -
- | - | REVERSING CONTACTOR, 9A, 3-Pole, aux. 2xNO + 4xNC | 104-K09ZY24 | 48VDC | -
- | - | REVERSING CONTACTOR, 9A, 3-Pole, aux. 2xNO + 4xNC | 104-K09ZZ24 | 60VDC | -
- | - | REVERSING CONTACTOR, 9A, 3-Pole, aux. 2xNO + 4xNC | 104-K09ZG24 | 72VDC | -
- | - | REVERSING CONTACTOR, 9A, 3-Pole, aux. 2xNO + 4xNC | 104-K09ZE24 | 80VDC | -
- | - | REVERSING CONTACTOR, 9A, 3-Pole, aux. 2xNO + 4xNC | 104-K09ZD24 | 110 (93.5...137.5)VDC | wide range coil 0.7…1.25xUe
- | - | REVERSING CONTACTOR, 9A, 3-Pole, aux. 2xNO + 4xNC | 104-K09ZU24 | 120VDC | -
- | - | REVERSING CONTACTOR, 9A, 3-Pole, aux. 2xNO + 4xNC | 104-K09ZS24 | 125VDC | -
- | - | REVERSING CONTACTOR, 9A, 3-Pole, aux. 2xNO + 4xNC | 104-K09ZA24 | 220VDC | -
- | - | REVERSING CONTACTOR, 9A, 3-Pole, aux. 2xNO + 4xNC | 104-K09ZL24 | 240VDC | -
- | - | REVERSING CONTACTOR, 9A, 3-Pole, aux. 2xNO + 4xNC | 104-K09ZT24 | 250VDC | -
104-M12NKQ3 | 12V50/60 | REVERSING CONTACTOR, 12A, 3-Pole, aux. 2xNO | 104-K12KQ20 | 12V50/60 | -
104-M12NKD3 | 24V50/60 | REVERSING CONTACTOR, 12A, 3-Pole, aux. 2xNO | 104-K12KJ20 | 24V50/60 | -
104-M12NKVD3 | 24V50/60-V | REVERSING CONTACTOR, 12A, 3-Pole, aux. 2xNO | 104-K12WJ20 | 24V50/60-V | with varistor
104-M12NKV3 | 32V50/60 | REVERSING CONTACTOR, 12A, 3-Pole, aux. 2xNO | 104-K12VU20 | 32V50/60 | -
104-M12NKC3 | 36V50/60 | REVERSING CONTACTOR, 12A, 3-Pole, aux. 2xNO | 104-K12KV20 | 36V50/60 | -
104-M12NKX3 | 42V50/60 | REVERSING CONTACTOR, 12A, 3-Pole, aux. 2xNO | 104-K12KW20 | 42V50/60 | -
104-M12NKH3 | 48V50/60 | REVERSING CONTACTOR, 12A, 3-Pole, aux. 2xNO | 104-K12KY20 | 48V50/60 | -
104-M12NKR3 | 60V50/60 | REVERSING CONTACTOR, 12A, 3-Pole, aux. 2xNO | 104-K12KR20 | 60V50/60 | -
104-M12NKM3 | 70V50/60 | REVERSING CONTACTOR, 12A, 3-Pole, aux. 2xNO | 104-K12VG20 | 70V50/60 | -
104-M12ND3 | 110V50/120V60 | REVERSING CONTACTOR, 12A, 3-Pole, aux. 2xNO | 104-K12D20 | 110V50/120V60 | -
104-M12NKSS3 | 125V50/60 | REVERSING CONTACTOR, 12A, 3-Pole, aux. 2xNO | 104-K12VS20 | 127V50/60 | -
104-M12NKE3 | 135V50/60 | REVERSING CONTACTOR, 12A, 3-Pole, aux. 2xNO | 104-K12VE20 | 135V50/60 | -
104-M12NKG3 | 200V50/60 | REVERSING CONTACTOR, 12A, 3-Pole, aux. 2xNO | 104-K12KG20 | 200V50/200-220V60 | -
104-M12NKL3 | 200-230V50/60 | REVERSING CONTACTOR, 12A, 3-Pole, aux. 2xNO | 104-K12KL20 | 200-230V50/60 | -
104-M12NKF3 | 230V50/60 | REVERSING CONTACTOR, 12A, 3-Pole, aux. 2xNO | 104-K12KF20 | 230V50/60 | -
104-M12NKT3 | 240V50/60 | REVERSING CONTACTOR, 12A, 3-Pole, aux. 2xNO | 104-K12KA20 | 240V50/60 | -
104-M12NKAA3 | 250V50/60 | REVERSING CONTACTOR, 12A, 3-Pole, aux. 2xNO | 104-K12VT20 | 250V50/60 | -
104-M12NKK3 | 380-400V50 | REVERSING CONTACTOR, 12A, 3-Pole, aux. 2xNO | 104-K12N20 | 380-400V50 | -
104-M12NKN3 | 400V50/60 | REVERSING CONTACTOR, 12A, 3-Pole, aux. 2xNO | 104-K12KN20 | 400V50/60 | -
104-M12NKU3 | 415V50/60 | REVERSING CONTACTOR, 12A, 3-Pole, aux. 2xNO | 104-K12KU20 | 415V50/60 | -
104-M12NB3 | 440V50/480V60 | REVERSING CONTACTOR, 12A, 3-Pole, aux. 2xNO | 104-K12B20 | 440V50/480V60 | -
104-M12NKZ3 | 500V50/60 | REVERSING CONTACTOR, 12A, 3-Pole, aux. 2xNO | 104-K12M20 | 500V50/575V60 | -
104-M12NCB3 | 575-600V60 | REVERSING CONTACTOR, 12A, 3-Pole, aux. 2xNO | 104-K12VC20 | 525V50/600V60 | -
104-M12NZRA3 | 9VDC | REVERSING CONTACTOR, 12A, 3-Pole, aux. 2xNO | 104-K12ZR20 | 9 (6...12)VDC | wide range coil 0.7…1.25xUe
104-M12NZ123 | 12VDC | REVERSING CONTACTOR, 12A, 3-Pole, aux. 2xNO | 104-K12ZQ20 | 12 (7.5...15)VDC | wide range coil 0.7…1.25xUe
104-M12NZ243 | 24VDC | REVERSING CONTACTOR, 12A, 3-Pole, aux. 2xNO | 104-K12ZJ20 | 24 (17...30)VDC | wide range coil 0.7…1.25xUe
104-M12NZD243 | 24VDC-D | REVERSING CONTACTOR, 12A, 3-Pole, aux. 2xNO | 104-K12DJ20 | 24 (17...30)VDC-D | wide range coil 0.7…1.25xUe, with diode
104-M12NZC3 | 30VDC | REVERSING CONTACTOR, 12A, 3-Pole, aux. 2xNO | 104-K12ZC20 | 30VDC | -
104-M12NZ363 | 36VDC | REVERSING CONTACTOR, 12A, 3-Pole, aux. 2xNO | 104-K12ZW20 | 36VDC | -
104-M12NZ483 | 48VDC | REVERSING CONTACTOR, 12A, 3-Pole, aux. 2xNO | 104-K12ZY20 | 48VDC | -
104-M12NZ603 | 60VDC | REVERSING CONTACTOR, 12A, 3-Pole, aux. 2xNO | 104-K12ZZ20 | 60VDC | -
104-M12NZG3 | 72VDC | REVERSING CONTACTOR, 12A, 3-Pole, aux. 2xNO | 104-K12ZG20 | 72VDC | -
104-M12NZ803 | 80VDC | REVERSING CONTACTOR, 12A, 3-Pole, aux. 2xNO | 104-K12ZE20 | 80VDC | -
104-M12NZ113 | 110VDC | REVERSING CONTACTOR, 12A, 3-Pole, aux. 2xNO | 104-K12ZD20 | 110 (93.5...137.5)VDC | wide range coil 0.7…1.25xUe
104-M12NZU3 | 120VDC | REVERSING CONTACTOR, 12A, 3-Pole, aux. 2xNO | 104-K12ZU20 | 120VDC | -
104-M12NZ33 | 125VDC | REVERSING CONTACTOR, 12A, 3-Pole, aux. 2xNO | 104-K12ZS20 | 125VDC | -
104-M12NZ23 | 220VDC | REVERSING CONTACTOR, 12A, 3-Pole, aux. 2xNO | 104-K12ZA20 | 220VDC | -
104-M12NZL3 | 240VDC | REVERSING CONTACTOR, 12A, 3-Pole, aux. 2xNO | 104-K12ZL20 | 240VDC | -
104-M12NZT3 | 250VDC | REVERSING CONTACTOR, 12A, 3-Pole, aux. 2xNO | 104-K12ZT20 | 250VDC | -
104-M12NKQ31 | 12V50/60 | REVERSING CONTACTOR, 12A, 3-Pole, aux. 2xNC | 104-K12KQ02 | 12V50/60 | -
104-M12NKD31 | 24V50/60 | REVERSING CONTACTOR, 12A, 3-Pole, aux. 2xNC | 104-K12KJ02 | 24V50/60 | -
104-M12NKVD31 | 24V50/60-V | REVERSING CONTACTOR, 12A, 3-Pole, aux. 2xNC | 104-K12WJ02 | 24V50/60-V | with varistor
104-M12NKV31 | 32V50/60 | REVERSING CONTACTOR, 12A, 3-Pole, aux. 2xNC | 104-K12VU02 | 32V50/60 | -
104-M12NKC31 | 36V50/60 | REVERSING CONTACTOR, 12A, 3-Pole, aux. 2xNC | 104-K12KV02 | 36V50/60 | -
104-M12NKX31 | 42V50/60 | REVERSING CONTACTOR, 12A, 3-Pole, aux. 2xNC | 104-K12KW02 | 42V50/60 | -
104-M12NKH31 | 48V50/60 | REVERSING CONTACTOR, 12A, 3-Pole, aux. 2xNC | 104-K12KY02 | 48V50/60 | -
104-M12NKR31 | 60V50/60 | REVERSING CONTACTOR, 12A, 3-Pole, aux. 2xNC | 104-K12KR02 | 60V50/60 | -
104-M12NKM31 | 70V50/60 | REVERSING CONTACTOR, 12A, 3-Pole, aux. 2xNC | 104-K12VG02 | 70V50/60 | -
104-M12ND31 | 110V50/120V60 | REVERSING CONTACTOR, 12A, 3-Pole, aux. 2xNC | 104-K12D02 | 110V50/120V60 | -
104-M12NKSS31 | 125V50/60 | REVERSING CONTACTOR, 12A, 3-Pole, aux. 2xNC | 104-K12VS02 | 127V50/60 | -
104-M12NKE31 | 135V50/60 | REVERSING CONTACTOR, 12A, 3-Pole, aux. 2xNC | 104-K12VE02 | 135V50/60 | -
104-M12NKG31 | 200V50/60 | REVERSING CONTACTOR, 12A, 3-Pole, aux. 2xNC | 104-K12KG02 | 200V50/200-220V60 | -
104-M12NKL31 | 200-230V50/60 | REVERSING CONTACTOR, 12A, 3-Pole, aux. 2xNC | 104-K12KL02 | 200-230V50/60 | -
104-M12NKF31 | 230V50/60 | REVERSING CONTACTOR, 12A, 3-Pole, aux. 2xNC | 104-K12KF02 | 230V50/60 | -
104-M12NKT31 | 240V50/60 | REVERSING CONTACTOR, 12A, 3-Pole, aux. 2xNC | 104-K12KA02 | 240V50/60 | -
104-M12NKAA31 | 250V50/60 | REVERSING CONTACTOR, 12A, 3-Pole, aux. 2xNC | 104-K12VT02 | 250V50/60 | -
104-M12NKK31 | 380-400V50 | REVERSING CONTACTOR, 12A, 3-Pole, aux. 2xNC | 104-K12N02 | 380-400V50 | -
104-M12NKN31 | 400V50/60 | REVERSING CONTACTOR, 12A, 3-Pole, aux. 2xNC | 104-K12KN02 | 400V50/60 | -
104-M12NKU31 | 415V50/60 | REVERSING CONTACTOR, 12A, 3-Pole, aux. 2xNC | 104-K12KU02 | 415V50/60 | -
104-M12NB31 | 440V50/480V60 | REVERSING CONTACTOR, 12A, 3-Pole, aux. 2xNC | 104-K12B02 | 440V50/480V60 | -
104-M12NKZ31 | 500V50/60 | REVERSING CONTACTOR, 12A, 3-Pole, aux. 2xNC | 104-K12M02 | 500V50/575V60 | -
104-M12NCB31 | 575-600V60 | REVERSING CONTACTOR, 12A, 3-Pole, aux. 2xNC | 104-K12VC02 | 525V50/600V60 | -
104-M12NZRA31 | 9VDC | REVERSING CONTACTOR, 12A, 3-Pole, aux. 2xNC | 104-K12ZR02 | 9 (6...12)VDC | wide range coil 0.7…1.25xUe
104-M12NZ1231 | 12VDC | REVERSING CONTACTOR, 12A, 3-Pole, aux. 2xNC | 104-K12ZQ02 | 12 (7.5...15)VDC | wide range coil 0.7…1.25xUe
104-M12NZ2431 | 24VDC | REVERSING CONTACTOR, 12A, 3-Pole, aux. 2xNC | 104-K12ZJ02 | 24 (17...30)VDC | wide range coil 0.7…1.25xUe
104-M12NZD2431 | 24VDC-D | REVERSING CONTACTOR, 12A, 3-Pole, aux. 2xNC | 104-K12DJ02 | 24 (17...30)VDC-D | wide range coil 0.7…1.25xUe, with diode
104-M12NZC31 | 30VDC | REVERSING CONTACTOR, 12A, 3-Pole, aux. 2xNC | 104-K12ZC02 | 30VDC | -
104-M12NZ3631 | 36VDC | REVERSING CONTACTOR, 12A, 3-Pole, aux. 2xNC | 104-K12ZW02 | 36VDC | -
104-M12NZ4831 | 48VDC | REVERSING CONTACTOR, 12A, 3-Pole, aux. 2xNC | 104-K12ZY02 | 48VDC | -
104-M12NZ6031 | 60VDC | REVERSING CONTACTOR, 12A, 3-Pole, aux. 2xNC | 104-K12ZZ02 | 60VDC | -
104-M12NZG31 | 72VDC | REVERSING CONTACTOR, 12A, 3-Pole, aux. 2xNC | 104-K12ZG02 | 72VDC | -
104-M12NZ8031 | 80VDC | REVERSING CONTACTOR, 12A, 3-Pole, aux. 2xNC | 104-K12ZE02 | 80VDC | -
104-M12NZ1131 | 110VDC | REVERSING CONTACTOR, 12A, 3-Pole, aux. 2xNC | 104-K12ZD02 | 110 (93.5...137.5)VDC | wide range coil 0.7…1.25xUe
104-M12NZU31 | 120VDC | REVERSING CONTACTOR, 12A, 3-Pole, aux. 2xNC | 104-K12ZU02 | 120VDC | -
104-M12NZ331 | 125VDC | REVERSING CONTACTOR, 12A, 3-Pole, aux. 2xNC | 104-K12ZS02 | 125VDC | -
104-M12NZ231 | 220VDC | REVERSING CONTACTOR, 12A, 3-Pole, aux. 2xNC | 104-K12ZA02 | 220VDC | -
104-M12NZL31 | 240VDC | REVERSING CONTACTOR, 12A, 3-Pole, aux. 2xNC | 104-K12ZL02 | 240VDC | -
104-M12NZT31 | 250VDC | REVERSING CONTACTOR, 12A, 3-Pole, aux. 2xNC | 104-K12ZT02 | 250VDC | -
- | - | REVERSING CONTACTOR, 12A, 3-Pole, aux. 4xNO + 2xNC | 104-K12KQ42 | 12V50/60 | -
- | - | REVERSING CONTACTOR, 12A, 3-Pole, aux. 4xNO + 2xNC | 104-K12KJ42 | 24V50/60 | -
- | - | REVERSING CONTACTOR, 12A, 3-Pole, aux. 4xNO + 2xNC | 104-K12WJ42 | 24V50/60-V | with varistor
- | - | REVERSING CONTACTOR, 12A, 3-Pole, aux. 4xNO + 2xNC | 104-K12VU42 | 32V50/60 | -
- | - | REVERSING CONTACTOR, 12A, 3-Pole, aux. 4xNO + 2xNC | 104-K12KV42 | 36V50/60 | -
- | - | REVERSING CONTACTOR, 12A, 3-Pole, aux. 4xNO + 2xNC | 104-K12KW42 | 42V50/60 | -
- | - | REVERSING CONTACTOR, 12A, 3-Pole, aux. 4xNO + 2xNC | 104-K12KY42 | 48V50/60 | -
- | - | REVERSING CONTACTOR, 12A, 3-Pole, aux. 4xNO + 2xNC | 104-K12KR42 | 60V50/60 | -
- | - | REVERSING CONTACTOR, 12A, 3-Pole, aux. 4xNO + 2xNC | 104-K12VG42 | 70V50/60 | -
- | - | REVERSING CONTACTOR, 12A, 3-Pole, aux. 4xNO + 2xNC | 104-K12D42 | 110V50/120V60 | -
- | - | REVERSING CONTACTOR, 12A, 3-Pole, aux. 4xNO + 2xNC | 104-K12VS42 | 127V50/60 | -
- | - | REVERSING CONTACTOR, 12A, 3-Pole, aux. 4xNO + 2xNC | 104-K12VE42 | 135V50/60 | -
- | - | REVERSING CONTACTOR, 12A, 3-Pole, aux. 4xNO + 2xNC | 104-K12KG42 | 200V50/200-220V60 | -
- | - | REVERSING CONTACTOR, 12A, 3-Pole, aux. 4xNO + 2xNC | 104-K12KL42 | 200-230V50/60 | -
- | - | REVERSING CONTACTOR, 12A, 3-Pole, aux. 4xNO + 2xNC | 104-K12KF42 | 230V50/60 | -
- | - | REVERSING CONTACTOR, 12A, 3-Pole, aux. 4xNO + 2xNC | 104-K12KA42 | 240V50/60 | -
- | - | REVERSING CONTACTOR, 12A, 3-Pole, aux. 4xNO + 2xNC | 104-K12VT42 | 250V50/60 | -
- | - | REVERSING CONTACTOR, 12A, 3-Pole, aux. 4xNO + 2xNC | 104-K12N42 | 380-400V50 | -
- | - | REVERSING CONTACTOR, 12A, 3-Pole, aux. 4xNO + 2xNC | 104-K12KN42 | 400V50/60 | -
- | - | REVERSING CONTACTOR, 12A, 3-Pole, aux. 4xNO + 2xNC | 104-K12KU42 | 415V50/60 | -
- | - | REVERSING CONTACTOR, 12A, 3-Pole, aux. 4xNO + 2xNC | 104-K12B42 | 440V50/480V60 | -
- | - | REVERSING CONTACTOR, 12A, 3-Pole, aux. 4xNO + 2xNC | 104-K12M42 | 500V50/575V60 | -
- | - | REVERSING CONTACTOR, 12A, 3-Pole, aux. 4xNO + 2xNC | 104-K12VC42 | 525V50/600V60 | -
- | - | REVERSING CONTACTOR, 12A, 3-Pole, aux. 4xNO + 2xNC | 104-K12ZR42 | 9 (6...12)VDC | wide range coil 0.7…1.25xUe
- | - | REVERSING CONTACTOR, 12A, 3-Pole, aux. 4xNO + 2xNC | 104-K12ZQ42 | 12 (7.5...15)VDC | wide range coil 0.7…1.25xUe
- | - | REVERSING CONTACTOR, 12A, 3-Pole, aux. 4xNO + 2xNC | 104-K12ZJ42 | 24 (17...30)VDC | wide range coil 0.7…1.25xUe
- | - | REVERSING CONTACTOR, 12A, 3-Pole, aux. 4xNO + 2xNC | 104-K12DJ42 | 24 (17...30)VDC-D | wide range coil 0.7…1.25xUe, with diode
- | - | REVERSING CONTACTOR, 12A, 3-Pole, aux. 4xNO + 2xNC | 104-K12ZC42 | 30VDC | -
- | - | REVERSING CONTACTOR, 12A, 3-Pole, aux. 4xNO + 2xNC | 104-K12ZW42 | 36VDC | -
- | - | REVERSING CONTACTOR, 12A, 3-Pole, aux. 4xNO + 2xNC | 104-K12ZY42 | 48VDC | -
- | - | REVERSING CONTACTOR, 12A, 3-Pole, aux. 4xNO + 2xNC | 104-K12ZZ42 | 60VDC | -
- | - | REVERSING CONTACTOR, 12A, 3-Pole, aux. 4xNO + 2xNC | 104-K12ZG42 | 72VDC | -
- | - | REVERSING CONTACTOR, 12A, 3-Pole, aux. 4xNO + 2xNC | 104-K12ZE42 | 80VDC | -
- | - | REVERSING CONTACTOR, 12A, 3-Pole, aux. 4xNO + 2xNC | 104-K12ZD42 | 110 (93.5...137.5)VDC | wide range coil 0.7…1.25xUe
- | - | REVERSING CONTACTOR, 12A, 3-Pole, aux. 4xNO + 2xNC | 104-K12ZU42 | 120VDC | -
- | - | REVERSING CONTACTOR, 12A, 3-Pole, aux. 4xNO + 2xNC | 104-K12ZS42 | 125VDC | -
- | - | REVERSING CONTACTOR, 12A, 3-Pole, aux. 4xNO + 2xNC | 104-K12ZA42 | 220VDC | -
- | - | REVERSING CONTACTOR, 12A, 3-Pole, aux. 4xNO + 2xNC | 104-K12ZL42 | 240VDC | -
- | - | REVERSING CONTACTOR, 12A, 3-Pole, aux. 4xNO + 2xNC | 104-K12ZT42 | 250VDC | -
- | - | REVERSING CONTACTOR, 12A, 3-Pole, aux. 2xNO + 4xNC | 104-K12KQ24 | 12V50/60 | -
- | - | REVERSING CONTACTOR, 12A, 3-Pole, aux. 2xNO + 4xNC | 104-K12KJ24 | 24V50/60 | -
- | - | REVERSING CONTACTOR, 12A, 3-Pole, aux. 2xNO + 4xNC | 104-K12WJ24 | 24V50/60-V | with varistor
- | - | REVERSING CONTACTOR, 12A, 3-Pole, aux. 2xNO + 4xNC | 104-K12VU24 | 32V50/60 | -
- | - | REVERSING CONTACTOR, 12A, 3-Pole, aux. 2xNO + 4xNC | 104-K12KV24 | 36V50/60 | -
- | - | REVERSING CONTACTOR, 12A, 3-Pole, aux. 2xNO + 4xNC | 104-K12KW24 | 42V50/60 | -
- | - | REVERSING CONTACTOR, 12A, 3-Pole, aux. 2xNO + 4xNC | 104-K12KY24 | 48V50/60 | -
- | - | REVERSING CONTACTOR, 12A, 3-Pole, aux. 2xNO + 4xNC | 104-K12KR24 | 60V50/60 | -
- | - | REVERSING CONTACTOR, 12A, 3-Pole, aux. 2xNO + 4xNC | 104-K12VG24 | 70V50/60 | -
- | - | REVERSING CONTACTOR, 12A, 3-Pole, aux. 2xNO + 4xNC | 104-K12D24 | 110V50/120V60 | -
- | - | REVERSING CONTACTOR, 12A, 3-Pole, aux. 2xNO + 4xNC | 104-K12VS24 | 127V50/60 | -
- | - | REVERSING CONTACTOR, 12A, 3-Pole, aux. 2xNO + 4xNC | 104-K12VE24 | 135V50/60 | -
- | - | REVERSING CONTACTOR, 12A, 3-Pole, aux. 2xNO + 4xNC | 104-K12KG24 | 200V50/200-220V60 | -
- | - | REVERSING CONTACTOR, 12A, 3-Pole, aux. 2xNO + 4xNC | 104-K12KL24 | 200-230V50/60 | -
- | - | REVERSING CONTACTOR, 12A, 3-Pole, aux. 2xNO + 4xNC | 104-K12KF24 | 230V50/60 | -
- | - | REVERSING CONTACTOR, 12A, 3-Pole, aux. 2xNO + 4xNC | 104-K12KA24 | 240V50/60 | -
- | - | REVERSING CONTACTOR, 12A, 3-Pole, aux. 2xNO + 4xNC | 104-K12VT24 | 250V50/60 | -
- | - | REVERSING CONTACTOR, 12A, 3-Pole, aux. 2xNO + 4xNC | 104-K12N24 | 380-400V50 | -
- | - | REVERSING CONTACTOR, 12A, 3-Pole, aux. 2xNO + 4xNC | 104-K12KN24 | 400V50/60 | -
- | - | REVERSING CONTACTOR, 12A, 3-Pole, aux. 2xNO + 4xNC | 104-K12KU24 | 415V50/60 | -
- | - | REVERSING CONTACTOR, 12A, 3-Pole, aux. 2xNO + 4xNC | 104-K12B24 | 440V50/480V60 | -
- | - | REVERSING CONTACTOR, 12A, 3-Pole, aux. 2xNO + 4xNC | 104-K12M24 | 500V50/575V60 | -
- | - | REVERSING CONTACTOR, 12A, 3-Pole, aux. 2xNO + 4xNC | 104-K12VC24 | 525V50/600V60 | -
- | - | REVERSING CONTACTOR, 12A, 3-Pole, aux. 2xNO + 4xNC | 104-K12ZR24 | 9 (6...12)VDC | wide range coil 0.7…1.25xUe
- | - | REVERSING CONTACTOR, 12A, 3-Pole, aux. 2xNO + 4xNC | 104-K12ZQ24 | 12 (7.5...15)VDC | wide range coil 0.7…1.25xUe
- | - | REVERSING CONTACTOR, 12A, 3-Pole, aux. 2xNO + 4xNC | 104-K12ZJ24 | 24 (17...30)VDC | wide range coil 0.7…1.25xUe
- | - | REVERSING CONTACTOR, 12A, 3-Pole, aux. 2xNO + 4xNC | 104-K12DJ24 | 24 (17...30)VDC-D | wide range coil 0.7…1.25xUe, with diode
- | - | REVERSING CONTACTOR, 12A, 3-Pole, aux. 2xNO + 4xNC | 104-K12ZC24 | 30VDC | -
- | - | REVERSING CONTACTOR, 12A, 3-Pole, aux. 2xNO + 4xNC | 104-K12ZW24 | 36VDC | -
- | - | REVERSING CONTACTOR, 12A, 3-Pole, aux. 2xNO + 4xNC | 104-K12ZY24 | 48VDC | -
- | - | REVERSING CONTACTOR, 12A, 3-Pole, aux. 2xNO + 4xNC | 104-K12ZZ24 | 60VDC | -
- | - | REVERSING CONTACTOR, 12A, 3-Pole, aux. 2xNO + 4xNC | 104-K12ZG24 | 72VDC | -
- | - | REVERSING CONTACTOR, 12A, 3-Pole, aux. 2xNO + 4xNC | 104-K12ZE24 | 80VDC | -
- | - | REVERSING CONTACTOR, 12A, 3-Pole, aux. 2xNO + 4xNC | 104-K12ZD24 | 110 (93.5...137.5)VDC | wide range coil 0.7…1.25xUe
- | - | REVERSING CONTACTOR, 12A, 3-Pole, aux. 2xNO + 4xNC | 104-K12ZU24 | 120VDC | -
- | - | REVERSING CONTACTOR, 12A, 3-Pole, aux. 2xNO + 4xNC | 104-K12ZS24 | 125VDC | -
- | - | REVERSING CONTACTOR, 12A, 3-Pole, aux. 2xNO + 4xNC | 104-K12ZA24 | 220VDC | -
- | - | REVERSING CONTACTOR, 12A, 3-Pole, aux. 2xNO + 4xNC | 104-K12ZL24 | 240VDC | -
- | - | REVERSING CONTACTOR, 12A, 3-Pole, aux. 2xNO + 4xNC | 104-K12ZT24 | 250VDC | -
700-MB400KQS | 12V50/60 | CONTROL RELAY, 4-pole: 4xNO | 700-K40E-KQ | 12V50/60 | -
700-MB400A24S | 24V50/60 | CONTROL RELAY, 4-pole: 4xNO | 700-K40E-KJ | 24V50/60 | -
700-MB400VA24S | 24V50/60-V | CONTROL RELAY, 4-pole: 4xNO | 700-K40E-WJ | 24V50/60-V | with varistor
700-MB400KVS | 32V50/60 | CONTROL RELAY, 4-pole: 4xNO | 700-K40E-VU | 32V50/60 | -
700-MB400KCS | 36V50/60 | CONTROL RELAY, 4-pole: 4xNO | 700-K40E-KV | 36V50/60 | -
700-MB400KXS | 42V50/60 | CONTROL RELAY, 4-pole: 4xNO | 700-K40E-KW | 42V50/60 | -
700-MB400A48S | 48V50/60 | CONTROL RELAY, 4-pole: 4xNO | 700-K40E-KY | 48V50/60 | -
700-MB400KRS | 60V50/60 | CONTROL RELAY, 4-pole: 4xNO | 700-K40E-KR | 60V50/60 | -
700-MB400KMS | 70V50/60 | CONTROL RELAY, 4-pole: 4xNO | 700-K40E-VG | 70V50/60 | -
700-MB400A1S | 100V50/110-120V60 | CONTROL RELAY, 4-pole: 4xNO | 700-K40E-D | 110V50/120V60 | -
700-MB400A8S | 125V50/60 | CONTROL RELAY, 4-pole: 4xNO | 700-K40E-VS | 127V50/60 | -
700-MB400KES | 135V50/60 | CONTROL RELAY, 4-pole: 4xNO | 700-K40E-VE | 135V50/60 | -
700-MB400KGS | 200V50/60 | CONTROL RELAY, 4-pole: 4xNO | 700-K40E-KG | 200V50/200-220V60 | -
700-MB400KLS | 200-230V50/60 | CONTROL RELAY, 4-pole: 4xNO | 700-K40E-KL | 200-230V50/60 | -
700-MB400KFS | 230V50/60 | CONTROL RELAY, 4-pole: 4xNO | 700-K40E-KF | 230V50/60 | -
700-MB400A2S | 220-230V50/230-240V60 | CONTROL RELAY, 4-pole: 4xNO | 700-K40E-KF | 230V50/60 | -
700-MB400A23S | 240V50/60 | CONTROL RELAY, 4-pole: 4xNO | 700-K40E-KA | 240V50/60 | -
700-MB400KAAS | 250V50/60 | CONTROL RELAY, 4-pole: 4xNO | 700-K40E-VT | 250V50/60 | -
700-MB400A3S | 380V50/60 | CONTROL RELAY, 4-pole: 4xNO | 700-K40E-N | 380-400V50 | -
700-MB400KNS | 400V50/60 | CONTROL RELAY, 4-pole: 4xNO | 700-K40E-KN | 400V50/60 | -
700-MB400KUS | 415V50/60 | CONTROL RELAY, 4-pole: 4xNO | 700-K40E-KU | 415V50/60 | -
700-MB400A4S | 440V50/440-480V60 | CONTROL RELAY, 4-pole: 4xNO | 700-K40E-B | 440V50/480V60 | -
700-MB400KZS | 500V50/60 | CONTROL RELAY, 4-pole: 4xNO | 700-K40E-M | 500V50/575V60 | -
700-MB400CBS | 575-600V60 | CONTROL RELAY, 4-pole: 4xNO | 700-K40E-VC | 525V50/600V60 | -
700DC-MB400ZRAS | 9VDC | CONTROL RELAY, 4-pole: 4xNO | 700-K40E-ZR | 9 (6...12)VDC | wide range coil 0.7…1.25xUe
700DC-MB400Z12S | 12VDC | CONTROL RELAY, 4-pole: 4xNO | 700-K40E-ZQ | 12 (7.5...15)VDC | wide range coil 0.7…1.25xUe
700DC-MB400Z24S | 24VDC | CONTROL RELAY, 4-pole: 4xNO | 700-K40E-ZJ | 24 (17...30)VDC | wide range coil 0.7…1.25xUe
700DC-MB400D24S | 24VDC-D | CONTROL RELAY, 4-pole: 4xNO | 700-K40E-DJ | 24 (17...30)VDC-D | wide range coil 0.7…1.25xUe, with diode
700DC-MB400ZCS | 30VDC | CONTROL RELAY, 4-pole: 4xNO | 700-K40E-ZC | 30VDC | -
700DC-MB400Z36S | 36VDC | CONTROL RELAY, 4-pole: 4xNO | 700-K40E-ZW | 36VDC | -
700DC-MB400Z48S | 48VDC | CONTROL RELAY, 4-pole: 4xNO | 700-K40E-ZY | 48VDC | -
700DC-MB400Z60S | 60VDC | CONTROL RELAY, 4-pole: 4xNO | 700-K40E-ZZ | 60VDC | -
700DC-MB400ZGS | 72VDC | CONTROL RELAY, 4-pole: 4xNO | 700-K40E-ZG | 72VDC | -
700DC-MB400Z80S | 80VDC | CONTROL RELAY, 4-pole: 4xNO | 700-K40E-ZE | 80VDC | -
700DC-MB400Z11S | 110VDC | CONTROL RELAY, 4-pole: 4xNO | 700-K40E-ZD | 110 (93.5...137.5)VDC | wide range coil 0.7…1.25xUe
700DC-MB400ZUS | 120VDC | CONTROL RELAY, 4-pole: 4xNO | 700-K40E-ZU | 120VDC | -
700DC-MB400Z3S | 125VDC | CONTROL RELAY, 4-pole: 4xNO | 700-K40E-ZS | 125VDC | -
700DC-MB400Z2S | 220VDC | CONTROL RELAY, 4-pole: 4xNO | 700-K40E-ZA | 220VDC | -
700DC-MB400ZLS | 240VDC | CONTROL RELAY, 4-pole: 4xNO | 700-K40E-ZL | 240VDC | -
700DC-MB400ZTS | 250VDC | CONTROL RELAY, 4-pole: 4xNO | 700-K40E-ZT | 250VDC | -
700-MB310KQS | 12V50/60 | CONTROL RELAY, 4-pole: 3xNO + 1xNC | 700-K31Z-KQ | 12V50/60 | -
700-MB310A24S | 24V50/60 | CONTROL RELAY, 4-pole: 3xNO + 1xNC | 700-K31Z-KJ | 24V50/60 | -
700-MB310VA24S | 24V50/60-V | CONTROL RELAY, 4-pole: 3xNO + 1xNC | 700-K31Z-WJ | 24V50/60-V | with varistor
700-MB310KVS | 32V50/60 | CONTROL RELAY, 4-pole: 3xNO + 1xNC | 700-K31Z-VU | 32V50/60 | -
700-MB310KCS | 36V50/60 | CONTROL RELAY, 4-pole: 3xNO + 1xNC | 700-K31Z-KV | 36V50/60 | -
700-MB310KXS | 42V50/60 | CONTROL RELAY, 4-pole: 3xNO + 1xNC | 700-K31Z-KW | 42V50/60 | -
700-MB310A48S | 48V50/60 | CONTROL RELAY, 4-pole: 3xNO + 1xNC | 700-K31Z-KY | 48V50/60 | -
700-MB310KRS | 60V50/60 | CONTROL RELAY, 4-pole: 3xNO + 1xNC | 700-K31Z-KR | 60V50/60 | -
700-MB310KMS | 70V50/60 | CONTROL RELAY, 4-pole: 3xNO + 1xNC | 700-K31Z-VG | 70V50/60 | -
700-MB310A1S | 100V50/110-120V60 | CONTROL RELAY, 4-pole: 3xNO + 1xNC | 700-K31Z-D | 110V50/120V60 | -
700-MB310A8S | 125V50/60 | CONTROL RELAY, 4-pole: 3xNO + 1xNC | 700-K31Z-VS | 127V50/60 | -
700-MB310KES | 135V50/60 | CONTROL RELAY, 4-pole: 3xNO + 1xNC | 700-K31Z-VE | 135V50/60 | -
700-MB310KGS | 200V50/60 | CONTROL RELAY, 4-pole: 3xNO + 1xNC | 700-K31Z-KG | 200V50/200-220V60 | -
700-MB310KLS | 200-230V50/60 | CONTROL RELAY, 4-pole: 3xNO + 1xNC | 700-K31Z-KL | 200-230V50/60 | -
700-MB310KFS | 230V50/60 | CONTROL RELAY, 4-pole: 3xNO + 1xNC | 700-K31Z-KF | 230V50/60 | -
700-MB310A2S | 220-230V50/230-240V60 | CONTROL RELAY, 4-pole: 3xNO + 1xNC | 700-K31Z-KF | 230V50/60 | -
700-MB310A23S | 240V50/60 | CONTROL RELAY, 4-pole: 3xNO + 1xNC | 700-K31Z-KA | 240V50/60 | -
700-MB310KAAS | 250V50/60 | CONTROL RELAY, 4-pole: 3xNO + 1xNC | 700-K31Z-VT | 250V50/60 | -
700-MB310A3S | 380V50/60 | CONTROL RELAY, 4-pole: 3xNO + 1xNC | 700-K31Z-N | 380-400V50 | -
700-MB310KNS | 400V50/60 | CONTROL RELAY, 4-pole: 3xNO + 1xNC | 700-K31Z-KN | 400V50/60 | -
700-MB310KUS | 415V50/60 | CONTROL RELAY, 4-pole: 3xNO + 1xNC | 700-K31Z-KU | 415V50/60 | -
700-MB310A4S | 440V50/440-480V60 | CONTROL RELAY, 4-pole: 3xNO + 1xNC | 700-K31Z-B | 440V50/480V60 | -
700-MB310KZS | 500V50/60 | CONTROL RELAY, 4-pole: 3xNO + 1xNC | 700-K31Z-M | 500V50/575V60 | -
700-MB310CBS | 575-600V60 | CONTROL RELAY, 4-pole: 3xNO + 1xNC | 700-K31Z-VC | 525V50/600V60 | -
700DC-MB310ZRAS | 9VDC | CONTROL RELAY, 4-pole: 3xNO + 1xNC | 700-K31Z-ZR | 9 (6...12)VDC | wide range coil 0.7…1.25xUe
700DC-MB310Z12S | 12VDC | CONTROL RELAY, 4-pole: 3xNO + 1xNC | 700-K31Z-ZQ | 12 (7.5...15)VDC | wide range coil 0.7…1.25xUe
700DC-MB310Z24S | 24VDC | CONTROL RELAY, 4-pole: 3xNO + 1xNC | 700-K31Z-ZJ | 24 (17...30)VDC | wide range coil 0.7…1.25xUe
700DC-MB310D24S | 24VDC-D | CONTROL RELAY, 4-pole: 3xNO + 1xNC | 700-K31Z-DJ | 24 (17...30)VDC-D | wide range coil 0.7…1.25xUe, with diode
700DC-MB310ZCS | 30VDC | CONTROL RELAY, 4-pole: 3xNO + 1xNC | 700-K31Z-ZC | 30VDC | -
700DC-MB310Z36S | 36VDC | CONTROL RELAY, 4-pole: 3xNO + 1xNC | 700-K31Z-ZW | 36VDC | -
700DC-MB310Z48S | 48VDC | CONTROL RELAY, 4-pole: 3xNO + 1xNC | 700-K31Z-ZY | 48VDC | -
700DC-MB310Z60S | 60VDC | CONTROL RELAY, 4-pole: 3xNO + 1xNC | 700-K31Z-ZZ | 60VDC | -
700DC-MB310ZGS | 72VDC | CONTROL RELAY, 4-pole: 3xNO + 1xNC | 700-K31Z-ZG | 72VDC | -
700DC-MB310Z80S | 80VDC | CONTROL RELAY, 4-pole: 3xNO + 1xNC | 700-K31Z-ZE | 80VDC | -
700DC-MB310Z11S | 110VDC | CONTROL RELAY, 4-pole: 3xNO + 1xNC | 700-K31Z-ZD | 110 (93.5...137.5)VDC | wide range coil 0.7…1.25xUe
700DC-MB310ZUS | 120VDC | CONTROL RELAY, 4-pole: 3xNO + 1xNC | 700-K31Z-ZU | 120VDC | -
700DC-MB310Z3S | 125VDC | CONTROL RELAY, 4-pole: 3xNO + 1xNC | 700-K31Z-ZS | 125VDC | -
700DC-MB310Z2S | 220VDC | CONTROL RELAY, 4-pole: 3xNO + 1xNC | 700-K31Z-ZA | 220VDC | -
700DC-MB310ZLS | 240VDC | CONTROL RELAY, 4-pole: 3xNO + 1xNC | 700-K31Z-ZL | 240VDC | -
700DC-MB310ZTS | 250VDC | CONTROL RELAY, 4-pole: 3xNO + 1xNC | 700-K31Z-ZT | 250VDC | -
700-MB220KQS | 12V50/60 | CONTROL RELAY, 4-pole: 2xNO + 2xNC | 700-K22Z-KQ | 12V50/60 | -
700-MB220A24S | 24V50/60 | CONTROL RELAY, 4-pole: 2xNO + 2xNC | 700-K22Z-KJ | 24V50/60 | -
700-MB220VA24S | 24V50/60-V | CONTROL RELAY, 4-pole: 2xNO + 2xNC | 700-K22Z-WJ | 24V50/60-V | with varistor
700-MB220KVS | 32V50/60 | CONTROL RELAY, 4-pole: 2xNO + 2xNC | 700-K22Z-VU | 32V50/60 | -
700-MB220KCS | 36V50/60 | CONTROL RELAY, 4-pole: 2xNO + 2xNC | 700-K22Z-KV | 36V50/60 | -
700-MB220KXS | 42V50/60 | CONTROL RELAY, 4-pole: 2xNO + 2xNC | 700-K22Z-KW | 42V50/60 | -
700-MB220A48S | 48V50/60 | CONTROL RELAY, 4-pole: 2xNO + 2xNC | 700-K22Z-KY | 48V50/60 | -
700-MB220KRS | 60V50/60 | CONTROL RELAY, 4-pole: 2xNO + 2xNC | 700-K22Z-KR | 60V50/60 | -
700-MB220KMS | 70V50/60 | CONTROL RELAY, 4-pole: 2xNO + 2xNC | 700-K22Z-VG | 70V50/60 | -
700-MB220A1S | 100V50/110-120V60 | CONTROL RELAY, 4-pole: 2xNO + 2xNC | 700-K22Z-D | 110V50/120V60 | -
700-MB220A8S | 125V50/60 | CONTROL RELAY, 4-pole: 2xNO + 2xNC | 700-K22Z-VS | 127V50/60 | -
700-MB220KES | 135V50/60 | CONTROL RELAY, 4-pole: 2xNO + 2xNC | 700-K22Z-VE | 135V50/60 | -
700-MB220KGS | 200V50/60 | CONTROL RELAY, 4-pole: 2xNO + 2xNC | 700-K22Z-KG | 200V50/200-220V60 | -
700-MB220KLS | 200-230V50/60 | CONTROL RELAY, 4-pole: 2xNO + 2xNC | 700-K22Z-KL | 200-230V50/60 | -
700-MB220KFS | 230V50/60 | CONTROL RELAY, 4-pole: 2xNO + 2xNC | 700-K22Z-KF | 230V50/60 | -
700-MB220A2S | 220-230V50/230-240V60 | CONTROL RELAY, 4-pole: 2xNO + 2xNC | 700-K22Z-KF | 230V50/60 | -
700-MB220A23S | 240V50/60 | CONTROL RELAY, 4-pole: 2xNO + 2xNC | 700-K22Z-KA | 240V50/60 | -
700-MB220KAAS | 250V50/60 | CONTROL RELAY, 4-pole: 2xNO + 2xNC | 700-K22Z-VT | 250V50/60 | -
700-MB220A3S | 380V50/60 | CONTROL RELAY, 4-pole: 2xNO + 2xNC | 700-K22Z-N | 380-400V50 | -
700-MB220KNS | 400V50/60 | CONTROL RELAY, 4-pole: 2xNO + 2xNC | 700-K22Z-KN | 400V50/60 | -
700-MB220KUS | 415V50/60 | CONTROL RELAY, 4-pole: 2xNO + 2xNC | 700-K22Z-KU | 415V50/60 | -
700-MB220A4S | 440V50/440-480V60 | CONTROL RELAY, 4-pole: 2xNO + 2xNC | 700-K22Z-B | 440V50/480V60 | -
700-MB220KZS | 500V50/60 | CONTROL RELAY, 4-pole: 2xNO + 2xNC | 700-K22Z-M | 500V50/575V60 | -
700-MB220CBS | 575-600V60 | CONTROL RELAY, 4-pole: 2xNO + 2xNC | 700-K22Z-VC | 525V50/600V60 | -
700DC-MB220ZRAS | 9VDC | CONTROL RELAY, 4-pole: 2xNO + 2xNC | 700-K22Z-ZR | 9 (6...12)VDC | wide range coil 0.7…1.25xUe
700DC-MB220Z12S | 12VDC | CONTROL RELAY, 4-pole: 2xNO + 2xNC | 700-K22Z-ZQ | 12 (7.5...15)VDC | wide range coil 0.7…1.25xUe
700DC-MB220Z24S | 24VDC | CONTROL RELAY, 4-pole: 2xNO + 2xNC | 700-K22Z-ZJ | 24 (17...30)VDC | wide range coil 0.7…1.25xUe
700DC-MB220D24S | 24VDC-D | CONTROL RELAY, 4-pole: 2xNO + 2xNC | 700-K22Z-DJ | 24 (17...30)VDC-D | wide range coil 0.7…1.25xUe, with diode
700DC-MB220ZCS | 30VDC | CONTROL RELAY, 4-pole: 2xNO + 2xNC | 700-K22Z-ZC | 30VDC | -
700DC-MB220Z36S | 36VDC | CONTROL RELAY, 4-pole: 2xNO + 2xNC | 700-K22Z-ZW | 36VDC | -
700DC-MB220Z48S | 48VDC | CONTROL RELAY, 4-pole: 2xNO + 2xNC | 700-K22Z-ZY | 48VDC | -
700DC-MB220Z60S | 60VDC | CONTROL RELAY, 4-pole: 2xNO + 2xNC | 700-K22Z-ZZ | 60VDC | -
700DC-MB220ZGS | 72VDC | CONTROL RELAY, 4-pole: 2xNO + 2xNC | 700-K22Z-ZG | 72VDC | -
700DC-MB220Z80S | 80VDC | CONTROL RELAY, 4-pole: 2xNO + 2xNC | 700-K22Z-ZE | 80VDC | -
700DC-MB220Z11S | 110VDC | CONTROL RELAY, 4-pole: 2xNO + 2xNC | 700-K22Z-ZD | 110 (93.5...137.5)VDC | wide range coil 0.7…1.25xUe
700DC-MB220ZUS | 120VDC | CONTROL RELAY, 4-pole: 2xNO + 2xNC | 700-K22Z-ZU | 120VDC | -
700DC-MB220Z3S | 125VDC | CONTROL RELAY, 4-pole: 2xNO + 2xNC | 700-K22Z-ZS | 125VDC | -
700DC-MB220Z2S | 220VDC | CONTROL RELAY, 4-pole: 2xNO + 2xNC | 700-K22Z-ZA | 220VDC | -
700DC-MB220ZLS | 240VDC | CONTROL RELAY, 4-pole: 2xNO + 2xNC | 700-K22Z-ZL | 240VDC | -
700DC-MB220ZTS | 250VDC | CONTROL RELAY, 4-pole: 2xNO + 2xNC | 700-K22Z-ZT | 250VDC | -
- | - | CONTROL RELAY, 4-pole: 1xNO + 1xNC + 1xEM + 1xLB | 700-KL22Z-KQ | 12V50/60 | -
- | - | CONTROL RELAY, 4-pole: 1xNO + 1xNC + 1xEM + 1xLB | 700-KL22Z-KJ | 24V50/60 | -
- | - | CONTROL RELAY, 4-pole: 1xNO + 1xNC + 1xEM + 1xLB | 700-KL22Z-WJ | 24V50/60-V | with varistor
- | - | CONTROL RELAY, 4-pole: 1xNO + 1xNC + 1xEM + 1xLB | 700-KL22Z-VU | 32V50/60 | -
- | - | CONTROL RELAY, 4-pole: 1xNO + 1xNC + 1xEM + 1xLB | 700-KL22Z-KV | 36V50/60 | -
- | - | CONTROL RELAY, 4-pole: 1xNO + 1xNC + 1xEM + 1xLB | 700-KL22Z-KW | 42V50/60 | -
- | - | CONTROL RELAY, 4-pole: 1xNO + 1xNC + 1xEM + 1xLB | 700-KL22Z-KY | 48V50/60 | -
- | - | CONTROL RELAY, 4-pole: 1xNO + 1xNC + 1xEM + 1xLB | 700-KL22Z-KR | 60V50/60 | -
- | - | CONTROL RELAY, 4-pole: 1xNO + 1xNC + 1xEM + 1xLB | 700-KL22Z-VG | 70V50/60 | -
- | - | CONTROL RELAY, 4-pole: 1xNO + 1xNC + 1xEM + 1xLB | 700-KL22Z-D | 110V50/120V60 | -
- | - | CONTROL RELAY, 4-pole: 1xNO + 1xNC + 1xEM + 1xLB | 700-KL22Z-VS | 127V50/60 | -
- | - | CONTROL RELAY, 4-pole: 1xNO + 1xNC + 1xEM + 1xLB | 700-KL22Z-VE | 135V50/60 | -
- | - | CONTROL RELAY, 4-pole: 1xNO + 1xNC + 1xEM + 1xLB | 700-KL22Z-KG | 200V50/200-220V60 | -
- | - | CONTROL RELAY, 4-pole: 1xNO + 1xNC + 1xEM + 1xLB | 700-KL22Z-KL | 200-230V50/60 | -
- | - | CONTROL RELAY, 4-pole: 1xNO + 1xNC + 1xEM + 1xLB | 700-KL22Z-KF | 230V50/60 | -
- | - | CONTROL RELAY, 4-pole: 1xNO + 1xNC + 1xEM + 1xLB | 700-KL22Z-KA | 240V50/60 | -
- | - | CONTROL RELAY, 4-pole: 1xNO + 1xNC + 1xEM + 1xLB | 700-KL22Z-VT | 250V50/60 | -
- | - | CONTROL RELAY, 4-pole: 1xNO + 1xNC + 1xEM + 1xLB | 700-KL22Z-N | 380-400V50 | -
- | - | CONTROL RELAY, 4-pole: 1xNO + 1xNC + 1xEM + 1xLB | 700-KL22Z-KN | 400V50/60 | -
- | - | CONTROL RELAY, 4-pole: 1xNO + 1xNC + 1xEM + 1xLB | 700-KL22Z-KU | 415V50/60 | -
- | - | CONTROL RELAY, 4-pole: 1xNO + 1xNC + 1xEM + 1xLB | 700-KL22Z-B | 440V50/480V60 | -
- | - | CONTROL RELAY, 4-pole: 1xNO + 1xNC + 1xEM + 1xLB | 700-KL22Z-M | 500V50/575V60 | -
- | - | CONTROL RELAY, 4-pole: 1xNO + 1xNC + 1xEM + 1xLB | 700-KL22Z-VC | 525V50/600V60 | -
- | - | CONTROL RELAY, 4-pole: 1xNO + 1xNC + 1xEM + 1xLB | 700-KL22Z-ZR | 9 (6...12)VDC | wide range coil 0.7…1.25xUe
- | - | CONTROL RELAY, 4-pole: 1xNO + 1xNC + 1xEM + 1xLB | 700-KL22Z-ZQ | 12 (7.5...15)VDC | wide range coil 0.7…1.25xUe
- | - | CONTROL RELAY, 4-pole: 1xNO + 1xNC + 1xEM + 1xLB | 700-KL22Z-ZJ | 24 (17...30)VDC | wide range coil 0.7…1.25xUe
- | - | CONTROL RELAY, 4-pole: 1xNO + 1xNC + 1xEM + 1xLB | 700-KL22Z-DJ | 24 (17...30)VDC-D | wide range coil 0.7…1.25xUe, with diode
- | - | CONTROL RELAY, 4-pole: 1xNO + 1xNC + 1xEM + 1xLB | 700-KL22Z-ZC | 30VDC | -
- | - | CONTROL RELAY, 4-pole: 1xNO + 1xNC + 1xEM + 1xLB | 700-KL22Z-ZW | 36VDC | -
- | - | CONTROL RELAY, 4-pole: 1xNO + 1xNC + 1xEM + 1xLB | 700-KL22Z-ZY | 48VDC | -
- | - | CONTROL RELAY, 4-pole: 1xNO + 1xNC + 1xEM + 1xLB | 700-KL22Z-ZZ | 60VDC | -
- | - | CONTROL RELAY, 4-pole: 1xNO + 1xNC + 1xEM + 1xLB | 700-KL22Z-ZG | 72VDC | -
- | - | CONTROL RELAY, 4-pole: 1xNO + 1xNC + 1xEM + 1xLB | 700-KL22Z-ZE | 80VDC | -
- | - | CONTROL RELAY, 4-pole: 1xNO + 1xNC + 1xEM + 1xLB | 700-KL22Z-ZD | 110 (93.5...137.5)VDC | wide range coil 0.7…1.25xUe
- | - | CONTROL RELAY, 4-pole: 1xNO + 1xNC + 1xEM + 1xLB | 700-KL22Z-ZU | 120VDC | -
- | - | CONTROL RELAY, 4-pole: 1xNO + 1xNC + 1xEM + 1xLB | 700-KL22Z-ZS | 125VDC | -
- | - | CONTROL RELAY, 4-pole: 1xNO + 1xNC + 1xEM + 1xLB | 700-KL22Z-ZA | 220VDC | -
- | - | CONTROL RELAY, 4-pole: 1xNO + 1xNC + 1xEM + 1xLB | 700-KL22Z-ZL | 240VDC | -
- | - | CONTROL RELAY, 4-pole: 1xNO + 1xNC + 1xEM + 1xLB | 700-KL22Z-ZT | 250VDC | -
100-M05NKQ3 | 12V50/60 | MINI CONTACTOR, 5.3A, 3-Pole, aux.contact 1xNO, Multipack | 100-K05KQ10M | 12V50/60 | -
100-M05NKD3 | 24V50/60 | MINI CONTACTOR, 5.3A, 3-Pole, aux.contact 1xNO, Multipack | 100-K05KJ10M | 24V50/60 | -
100-M05NKVD3 | 24V50/60-V | MINI CONTACTOR, 5.3A, 3-Pole, aux.contact 1xNO, Multipack | 100-K05WJ10M | 24V50/60-V | with varistor
100-M05NKV3 | 32V50/60 | MINI CONTACTOR, 5.3A, 3-Pole, aux.contact 1xNO, Multipack | 100-K05VU10M | 32V50/60 | -
100-M05NKC3 | 36V50/60 | MINI CONTACTOR, 5.3A, 3-Pole, aux.contact 1xNO, Multipack | 100-K05KV10M | 36V50/60 | -
100-M05NKX3 | 42V50/60 | MINI CONTACTOR, 5.3A, 3-Pole, aux.contact 1xNO, Multipack | 100-K05KW10M | 42V50/60 | -
100-M05NKH3 | 48V50/60 | MINI CONTACTOR, 5.3A, 3-Pole, aux.contact 1xNO, Multipack | 100-K05KY10M | 48V50/60 | -
100-M05NKR3 | 60V50/60 | MINI CONTACTOR, 5.3A, 3-Pole, aux.contact 1xNO, Multipack | 100-K05KR10M | 60V50/60 | -
100-M05NKM3 | 70V50/60 | MINI CONTACTOR, 5.3A, 3-Pole, aux.contact 1xNO, Multipack | 100-K05VG10M | 70V50/60 | -
100-M05ND3 | 110V50/120V60 | MINI CONTACTOR, 5.3A, 3-Pole, aux.contact 1xNO, Multipack | 100-K05D10M | 110V50/120V60 | -
100-M05NKSS3 | 125V50/60 | MINI CONTACTOR, 5.3A, 3-Pole, aux.contact 1xNO, Multipack | 100-K05VS10M | 127V50/60 | -
100-M05NKE3 | 135V50/60 | MINI CONTACTOR, 5.3A, 3-Pole, aux.contact 1xNO, Multipack | 100-K05VE10M | 135V50/60 | -
100-M05NKG3 | 200V50/60 | MINI CONTACTOR, 5.3A, 3-Pole, aux.contact 1xNO, Multipack | 100-K05KG10M | 200V50/200-220V60 | -
100-M05NKL3 | 200-230V50/60 | MINI CONTACTOR, 5.3A, 3-Pole, aux.contact 1xNO, Multipack | 100-K05KL10M | 200-230V50/60 | -
100-M05NKF3 | 230V50/60 | MINI CONTACTOR, 5.3A, 3-Pole, aux.contact 1xNO, Multipack | 100-K05KF10M | 230V50/60 | -
100-M05NKT3 | 240V50/60 | MINI CONTACTOR, 5.3A, 3-Pole, aux.contact 1xNO, Multipack | 100-K05KA10M | 240V50/60 | -
100-M05NKAA3 | 250V50/60 | MINI CONTACTOR, 5.3A, 3-Pole, aux.contact 1xNO, Multipack | 100-K05VT10M | 250V50/60 | -
100-M05NKK3 | 380-400V50 | MINI CONTACTOR, 5.3A, 3-Pole, aux.contact 1xNO, Multipack | 100-K05N10M | 380-400V50 | -
100-M05NKN3 | 400V50/60 | MINI CONTACTOR, 5.3A, 3-Pole, aux.contact 1xNO, Multipack | 100-K05KN10M | 400V50/60 | -
100-M05NKU3 | 415V50/60 | MINI CONTACTOR, 5.3A, 3-Pole, aux.contact 1xNO, Multipack | 100-K05KU10M | 415V50/60 | -
100-M05NB3 | 440V50/480V60 | MINI CONTACTOR, 5.3A, 3-Pole, aux.contact 1xNO, Multipack | 100-K05B10M | 440V50/480V60 | -
100-M05NKZ3 | 500V50/60 | MINI CONTACTOR, 5.3A, 3-Pole, aux.contact 1xNO, Multipack | 100-K05M10M | 500V50/575V60 | -
100-M05NCB3 | 575-600V60 | MINI CONTACTOR, 5.3A, 3-Pole, aux.contact 1xNO, Multipack | 100-K05VC10M | 525V50/600V60 | -
100-M05NZRA3 | 9VDC | MINI CONTACTOR, 5.3A, 3-Pole, aux.contact 1xNO, Multipack | 100-K05ZR10M | 9 (6...12)VDC | wide range coil 0.7…1.25xUe
100-M05NZ123 | 12VDC | MINI CONTACTOR, 5.3A, 3-Pole, aux.contact 1xNO, Multipack | 100-K05ZQ10M | 12 (7.5...15)VDC | wide range coil 0.7…1.25xUe
100-M05NZ243 | 24VDC | MINI CONTACTOR, 5.3A, 3-Pole, aux.contact 1xNO, Multipack | 100-K05ZJ10M | 24 (17...30)VDC | wide range coil 0.7…1.25xUe
100-M05NZD243 | 24VDC-D | MINI CONTACTOR, 5.3A, 3-Pole, aux.contact 1xNO, Multipack | 100-K05DJ10M | 24 (17...30)VDC-D | wide range coil 0.7…1.25xUe, with diode
100-M05NZC3 | 30VDC | MINI CONTACTOR, 5.3A, 3-Pole, aux.contact 1xNO, Multipack | 100-K05ZC10M | 30VDC | -
100-M05NZ363 | 36VDC | MINI CONTACTOR, 5.3A, 3-Pole, aux.contact 1xNO, Multipack | 100-K05ZW10M | 36VDC | -
100-M05NZ483 | 48VDC | MINI CONTACTOR, 5.3A, 3-Pole, aux.contact 1xNO, Multipack | 100-K05ZY10M | 48VDC | -
100-M05NZ603 | 60VDC | MINI CONTACTOR, 5.3A, 3-Pole, aux.contact 1xNO, Multipack | 100-K05ZZ10M | 60VDC | -
100-M05NZG3 | 72VDC | MINI CONTACTOR, 5.3A, 3-Pole, aux.contact 1xNO, Multipack | 100-K05ZG10M | 72VDC | -
100-M05NZ803 | 80VDC | MINI CONTACTOR, 5.3A, 3-Pole, aux.contact 1xNO, Multipack | 100-K05ZE10M | 80VDC | -
100-M05NZ113 | 110VDC | MINI CONTACTOR, 5.3A, 3-Pole, aux.contact 1xNO, Multipack | 100-K05ZD10M | 110 (93.5...137.5)VDC | wide range coil 0.7…1.25xUe
100-M05NZU3 | 120VDC | MINI CONTACTOR, 5.3A, 3-Pole, aux.contact 1xNO, Multipack | 100-K05ZU10M | 120VDC | -
100-M05NZ33 | 125VDC | MINI CONTACTOR, 5.3A, 3-Pole, aux.contact 1xNO, Multipack | 100-K05ZS10M | 125VDC | -
100-M05NZ23 | 220VDC | MINI CONTACTOR, 5.3A, 3-Pole, aux.contact 1xNO, Multipack | 100-K05ZA10M | 220VDC | -
100-M05NZL3 | 240VDC | MINI CONTACTOR, 5.3A, 3-Pole, aux.contact 1xNO, Multipack | 100-K05ZL10M | 240VDC | -
100-M05NZT3 | 250VDC | MINI CONTACTOR, 5.3A, 3-Pole, aux.contact 1xNO, Multipack | 100-K05ZT10M | 250VDC | -
100-M05NKQ31 | 12V50/60 | MINI CONTACTOR, 5.3A, 3-Pole, aux.contact 1xNC, Multipack | 100-K05KQ01M | 12V50/60 | -
100-M05NKD31 | 24V50/60 | MINI CONTACTOR, 5.3A, 3-Pole, aux.contact 1xNC, Multipack | 100-K05KJ01M | 24V50/60 | -
100-M05NKVD31 | 24V50/60-V | MINI CONTACTOR, 5.3A, 3-Pole, aux.contact 1xNC, Multipack | 100-K05WJ01M | 24V50/60-V | with varistor
100-M05NKV31 | 32V50/60 | MINI CONTACTOR, 5.3A, 3-Pole, aux.contact 1xNC, Multipack | 100-K05VU01M | 32V50/60 | -
100-M05NKC31 | 36V50/60 | MINI CONTACTOR, 5.3A, 3-Pole, aux.contact 1xNC, Multipack | 100-K05KV01M | 36V50/60 | -
100-M05NKX31 | 42V50/60 | MINI CONTACTOR, 5.3A, 3-Pole, aux.contact 1xNC, Multipack | 100-K05KW01M | 42V50/60 | -
100-M05NKH31 | 48V50/60 | MINI CONTACTOR, 5.3A, 3-Pole, aux.contact 1xNC, Multipack | 100-K05KY01M | 48V50/60 | -
100-M05NKR31 | 60V50/60 | MINI CONTACTOR, 5.3A, 3-Pole, aux.contact 1xNC, Multipack | 100-K05KR01M | 60V50/60 | -
100-M05NKM31 | 70V50/60 | MINI CONTACTOR, 5.3A, 3-Pole, aux.contact 1xNC, Multipack | 100-K05VG01M | 70V50/60 | -
100-M05ND31 | 110V50/120V60 | MINI CONTACTOR, 5.3A, 3-Pole, aux.contact 1xNC, Multipack | 100-K05D01M | 110V50/120V60 | -
100-M05NKSS31 | 125V50/60 | MINI CONTACTOR, 5.3A, 3-Pole, aux.contact 1xNC, Multipack | 100-K05VS01M | 127V50/60 | -
100-M05NKE31 | 135V50/60 | MINI CONTACTOR, 5.3A, 3-Pole, aux.contact 1xNC, Multipack | 100-K05VE01M | 135V50/60 | -
100-M05NKG31 | 200V50/60 | MINI CONTACTOR, 5.3A, 3-Pole, aux.contact 1xNC, Multipack | 100-K05KG01M | 200V50/200-220V60 | -
100-M05NKL31 | 200-230V50/60 | MINI CONTACTOR, 5.3A, 3-Pole, aux.contact 1xNC, Multipack | 100-K05KL01M | 200-230V50/60 | -
100-M05NKF31 | 230V50/60 | MINI CONTACTOR, 5.3A, 3-Pole, aux.contact 1xNC, Multipack | 100-K05KF01M | 230V50/60 | -
100-M05NKT31 | 240V50/60 | MINI CONTACTOR, 5.3A, 3-Pole, aux.contact 1xNC, Multipack | 100-K05KA01M | 240V50/60 | -
100-M05NKAA31 | 250V50/60 | MINI CONTACTOR, 5.3A, 3-Pole, aux.contact 1xNC, Multipack | 100-K05VT01M | 250V50/60 | -
100-M05NKK31 | 380-400V50 | MINI CONTACTOR, 5.3A, 3-Pole, aux.contact 1xNC, Multipack | 100-K05N01M | 380-400V50 | -
100-M05NKN31 | 400V50/60 | MINI CONTACTOR, 5.3A, 3-Pole, aux.contact 1xNC, Multipack | 100-K05KN01M | 400V50/60 | -
100-M05NKU31 | 415V50/60 | MINI CONTACTOR, 5.3A, 3-Pole, aux.contact 1xNC, Multipack | 100-K05KU01M | 415V50/60 | -
100-M05NB31 | 440V50/480V60 | MINI CONTACTOR, 5.3A, 3-Pole, aux.contact 1xNC, Multipack | 100-K05B01M | 440V50/480V60 | -
100-M05NKZ31 | 500V50/60 | MINI CONTACTOR, 5.3A, 3-Pole, aux.contact 1xNC, Multipack | 100-K05M01M | 500V50/575V60 | -
100-M05NCB31 | 575-600V60 | MINI CONTACTOR, 5.3A, 3-Pole, aux.contact 1xNC, Multipack | 100-K05VC01M | 525V50/600V60 | -
100-M05NZRA31 | 9VDC | MINI CONTACTOR, 5.3A, 3-Pole, aux.contact 1xNC, Multipack | 100-K05ZR01M | 9 (6...12)VDC | wide range coil 0.7…1.25xUe
100-M05NZ1231 | 12VDC | MINI CONTACTOR, 5.3A, 3-Pole, aux.contact 1xNC, Multipack | 100-K05ZQ01M | 12 (7.5...15)VDC | wide range coil 0.7…1.25xUe
100-M05NZ2431 | 24VDC | MINI CONTACTOR, 5.3A, 3-Pole, aux.contact 1xNC, Multipack | 100-K05ZJ01M | 24 (17...30)VDC | wide range coil 0.7…1.25xUe
100-M05NZD2431 | 24VDC-D | MINI CONTACTOR, 5.3A, 3-Pole, aux.contact 1xNC, Multipack | 100-K05DJ01M | 24 (17...30)VDC-D | wide range coil 0.7…1.25xUe, with diode
100-M05NZC31 | 30VDC | MINI CONTACTOR, 5.3A, 3-Pole, aux.contact 1xNC, Multipack | 100-K05ZC01M | 30VDC | -
100-M05NZ3631 | 36VDC | MINI CONTACTOR, 5.3A, 3-Pole, aux.contact 1xNC, Multipack | 100-K05ZW01M | 36VDC | -
100-M05NZ4831 | 48VDC | MINI CONTACTOR, 5.3A, 3-Pole, aux.contact 1xNC, Multipack | 100-K05ZY01M | 48VDC | -
100-M05NZ6031 | 60VDC | MINI CONTACTOR, 5.3A, 3-Pole, aux.contact 1xNC, Multipack | 100-K05ZZ01M | 60VDC | -
100-M05NZG31 | 72VDC | MINI CONTACTOR, 5.3A, 3-Pole, aux.contact 1xNC, Multipack | 100-K05ZG01M | 72VDC | -
100-M05NZ8031 | 80VDC | MINI CONTACTOR, 5.3A, 3-Pole, aux.contact 1xNC, Multipack | 100-K05ZE01M | 80VDC | -
100-M05NZ1131 | 110VDC | MINI CONTACTOR, 5.3A, 3-Pole, aux.contact 1xNC, Multipack | 100-K05ZD01M | 110 (93.5...137.5)VDC | wide range coil 0.7…1.25xUe
100-M05NZU31 | 120VDC | MINI CONTACTOR, 5.3A, 3-Pole, aux.contact 1xNC, Multipack | 100-K05ZU01M | 120VDC | -
100-M05NZ331 | 125VDC | MINI CONTACTOR, 5.3A, 3-Pole, aux.contact 1xNC, Multipack | 100-K05ZS01M | 125VDC | -
100-M05NZ231 | 220VDC | MINI CONTACTOR, 5.3A, 3-Pole, aux.contact 1xNC, Multipack | 100-K05ZA01M | 220VDC | -
100-M05NZL31 | 240VDC | MINI CONTACTOR, 5.3A, 3-Pole, aux.contact 1xNC, Multipack | 100-K05ZL01M | 240VDC | -
100-M05NZT31 | 250VDC | MINI CONTACTOR, 5.3A, 3-Pole, aux.contact 1xNC, Multipack | 100-K05ZT01M | 250VDC | -
100-M09NKQ3 | 12V50/60 | MINI CONTACTOR, 9A, 3-Pole, aux.contact 1xNO, Multipack | 100-K09KQ10M | 12V50/60 | -
100-M09NKD3 | 24V50/60 | MINI CONTACTOR, 9A, 3-Pole, aux.contact 1xNO, Multipack | 100-K09KJ10M | 24V50/60 | -
100-M09NKVD3 | 24V50/60-V | MINI CONTACTOR, 9A, 3-Pole, aux.contact 1xNO, Multipack | 100-K09WJ10M | 24V50/60-V | with varistor
100-M09NKV3 | 32V50/60 | MINI CONTACTOR, 9A, 3-Pole, aux.contact 1xNO, Multipack | 100-K09VU10M | 32V50/60 | -
100-M09NKC3 | 36V50/60 | MINI CONTACTOR, 9A, 3-Pole, aux.contact 1xNO, Multipack | 100-K09KV10M | 36V50/60 | -
100-M09NKX3 | 42V50/60 | MINI CONTACTOR, 9A, 3-Pole, aux.contact 1xNO, Multipack | 100-K09KW10M | 42V50/60 | -
100-M09NKH3 | 48V50/60 | MINI CONTACTOR, 9A, 3-Pole, aux.contact 1xNO, Multipack | 100-K09KY10M | 48V50/60 | -
100-M09NKR3 | 60V50/60 | MINI CONTACTOR, 9A, 3-Pole, aux.contact 1xNO, Multipack | 100-K09KR10M | 60V50/60 | -
100-M09NKM3 | 70V50/60 | MINI CONTACTOR, 9A, 3-Pole, aux.contact 1xNO, Multipack | 100-K09VG10M | 70V50/60 | -
100-M09ND3 | 110V50/120V60 | MINI CONTACTOR, 9A, 3-Pole, aux.contact 1xNO, Multipack | 100-K09D10M | 110V50/120V60 | -
100-M09NKSS3 | 125V50/60 | MINI CONTACTOR, 9A, 3-Pole, aux.contact 1xNO, Multipack | 100-K09VS10M | 127V50/60 | -
100-M09NKE3 | 135V50/60 | MINI CONTACTOR, 9A, 3-Pole, aux.contact 1xNO, Multipack | 100-K09VE10M | 135V50/60 | -
100-M09NKG3 | 200V50/60 | MINI CONTACTOR, 9A, 3-Pole, aux.contact 1xNO, Multipack | 100-K09KG10M | 200V50/200-220V60 | -
100-M09NKL3 | 200-230V50/60 | MINI CONTACTOR, 9A, 3-Pole, aux.contact 1xNO, Multipack | 100-K09KL10M | 200-230V50/60 | -
100-M09NKF3 | 230V50/60 | MINI CONTACTOR, 9A, 3-Pole, aux.contact 1xNO, Multipack | 100-K09KF10M | 230V50/60 | -
100-M09NKT3 | 240V50/60 | MINI CONTACTOR, 9A, 3-Pole, aux.contact 1xNO, Multipack | 100-K09KA10M | 240V50/60 | -
100-M09NKAA3 | 250V50/60 | MINI CONTACTOR, 9A, 3-Pole, aux.contact 1xNO, Multipack | 100-K09VT10M | 250V50/60 | -
100-M09NKK3 | 380-400V50 | MINI CONTACTOR, 9A, 3-Pole, aux.contact 1xNO, Multipack | 100-K09N10M | 380-400V50 | -
100-M09NKN3 | 400V50/60 | MINI CONTACTOR, 9A, 3-Pole, aux.contact 1xNO, Multipack | 100-K09KN10M | 400V50/60 | -
100-M09NKU3 | 415V50/60 | MINI CONTACTOR, 9A, 3-Pole, aux.contact 1xNO, Multipack | 100-K09KU10M | 415V50/60 | -
100-M09NB3 | 440V50/480V60 | MINI CONTACTOR, 9A, 3-Pole, aux.contact 1xNO, Multipack | 100-K09B10M | 440V50/480V60 | -
100-M09NKZ3 | 500V50/60 | MINI CONTACTOR, 9A, 3-Pole, aux.contact 1xNO, Multipack | 100-K09M10M | 500V50/575V60 | -
100-M09NCB3 | 575-600V60 | MINI CONTACTOR, 9A, 3-Pole, aux.contact 1xNO, Multipack | 100-K09VC10M | 525V50/600V60 | -
100-M09NZRA3 | 9VDC | MINI CONTACTOR, 9A, 3-Pole, aux.contact 1xNO, Multipack | 100-K09ZR10M | 9 (6...12)VDC | wide range coil 0.7…1.25xUe
100-M09NZ123 | 12VDC | MINI CONTACTOR, 9A, 3-Pole, aux.contact 1xNO, Multipack | 100-K09ZQ10M | 12 (7.5...15)VDC | wide range coil 0.7…1.25xUe
100-M09NZ243 | 24VDC | MINI CONTACTOR, 9A, 3-Pole, aux.contact 1xNO, Multipack | 100-K09ZJ10M | 24 (17...30)VDC | wide range coil 0.7…1.25xUe
100-M09NZD243 | 24VDC-D | MINI CONTACTOR, 9A, 3-Pole, aux.contact 1xNO, Multipack | 100-K09DJ10M | 24 (17...30)VDC-D | wide range coil 0.7…1.25xUe, with diode
100-M09NZC3 | 30VDC | MINI CONTACTOR, 9A, 3-Pole, aux.contact 1xNO, Multipack | 100-K09ZC10M | 30VDC | -
100-M09NZ363 | 36VDC | MINI CONTACTOR, 9A, 3-Pole, aux.contact 1xNO, Multipack | 100-K09ZW10M | 36VDC | -
100-M09NZ483 | 48VDC | MINI CONTACTOR, 9A, 3-Pole, aux.contact 1xNO, Multipack | 100-K09ZY10M | 48VDC | -
100-M09NZ603 | 60VDC | MINI CONTACTOR, 9A, 3-Pole, aux.contact 1xNO, Multipack | 100-K09ZZ10M | 60VDC | -
100-M09NZG3 | 72VDC | MINI CONTACTOR, 9A, 3-Pole, aux.contact 1xNO, Multipack | 100-K09ZG10M | 72VDC | -
100-M09NZ803 | 80VDC | MINI CONTACTOR, 9A, 3-Pole, aux.contact 1xNO, Multipack | 100-K09ZE10M | 80VDC | -
100-M09NZ113 | 110VDC | MINI CONTACTOR, 9A, 3-Pole, aux.contact 1xNO, Multipack | 100-K09ZD10M | 110 (93.5...137.5)VDC | wide range coil 0.7…1.25xUe
100-M09NZU3 | 120VDC | MINI CONTACTOR, 9A, 3-Pole, aux.contact 1xNO, Multipack | 100-K09ZU10M | 120VDC | -
100-M09NZ33 | 125VDC | MINI CONTACTOR, 9A, 3-Pole, aux.contact 1xNO, Multipack | 100-K09ZS10M | 125VDC | -
100-M09NZ23 | 220VDC | MINI CONTACTOR, 9A, 3-Pole, aux.contact 1xNO, Multipack | 100-K09ZA10M | 220VDC | -
100-M09NZL3 | 240VDC | MINI CONTACTOR, 9A, 3-Pole, aux.contact 1xNO, Multipack | 100-K09ZL10M | 240VDC | -
100-M09NZT3 | 250VDC | MINI CONTACTOR, 9A, 3-Pole, aux.contact 1xNO, Multipack | 100-K09ZT10M | 250VDC | -
100-M09NKQ31 | 12V50/60 | MINI CONTACTOR, 9A, 3-Pole, aux.contact 1xNC, Multipack | 100-K09KQ01M | 12V50/60 | -
100-M09NKD31 | 24V50/60 | MINI CONTACTOR, 9A, 3-Pole, aux.contact 1xNC, Multipack | 100-K09KJ01M | 24V50/60 | -
100-M09NKVD31 | 24V50/60-V | MINI CONTACTOR, 9A, 3-Pole, aux.contact 1xNC, Multipack | 100-K09WJ01M | 24V50/60-V | with varistor
100-M09NKV31 | 32V50/60 | MINI CONTACTOR, 9A, 3-Pole, aux.contact 1xNC, Multipack | 100-K09VU01M | 32V50/60 | -
100-M09NKC31 | 36V50/60 | MINI CONTACTOR, 9A, 3-Pole, aux.contact 1xNC, Multipack | 100-K09KV01M | 36V50/60 | -
100-M09NKX31 | 42V50/60 | MINI CONTACTOR, 9A, 3-Pole, aux.contact 1xNC, Multipack | 100-K09KW01M | 42V50/60 | -
100-M09NKH31 | 48V50/60 | MINI CONTACTOR, 9A, 3-Pole, aux.contact 1xNC, Multipack | 100-K09KY01M | 48V50/60 | -
100-M09NKR31 | 60V50/60 | MINI CONTACTOR, 9A, 3-Pole, aux.contact 1xNC, Multipack | 100-K09KR01M | 60V50/60 | -
100-M09NKM31 | 70V50/60 | MINI CONTACTOR, 9A, 3-Pole, aux.contact 1xNC, Multipack | 100-K09VG01M | 70V50/60 | -
100-M09ND31 | 110V50/120V60 | MINI CONTACTOR, 9A, 3-Pole, aux.contact 1xNC, Multipack | 100-K09D01M | 110V50/120V60 | -
100-M09NKSS31 | 125V50/60 | MINI CONTACTOR, 9A, 3-Pole, aux.contact 1xNC, Multipack | 100-K09VS01M | 127V50/60 | -
100-M09NKE31 | 135V50/60 | MINI CONTACTOR, 9A, 3-Pole, aux.contact 1xNC, Multipack | 100-K09VE01M | 135V50/60 | -
100-M09NKG31 | 200V50/60 | MINI CONTACTOR, 9A, 3-Pole, aux.contact 1xNC, Multipack | 100-K09KG01M | 200V50/200-220V60 | -
100-M09NKL31 | 200-230V50/60 | MINI CONTACTOR, 9A, 3-Pole, aux.contact 1xNC, Multipack | 100-K09KL01M | 200-230V50/60 | -
100-M09NKF31 | 230V50/60 | MINI CONTACTOR, 9A, 3-Pole, aux.contact 1xNC, Multipack | 100-K09KF01M | 230V50/60 | -
100-M09NKT31 | 240V50/60 | MINI CONTACTOR, 9A, 3-Pole, aux.contact 1xNC, Multipack | 100-K09KA01M | 240V50/60 | -
100-M09NKAA31 | 250V50/60 | MINI CONTACTOR, 9A, 3-Pole, aux.contact 1xNC, Multipack | 100-K09VT01M | 250V50/60 | -
100-M09NKK31 | 380-400V50 | MINI CONTACTOR, 9A, 3-Pole, aux.contact 1xNC, Multipack | 100-K09N01M | 380-400V50 | -
100-M09NKN31 | 400V50/60 | MINI CONTACTOR, 9A, 3-Pole, aux.contact 1xNC, Multipack | 100-K09KN01M | 400V50/60 | -
100-M09NKU31 | 415V50/60 | MINI CONTACTOR, 9A, 3-Pole, aux.contact 1xNC, Multipack | 100-K09KU01M | 415V50/60 | -
100-M09NB31 | 440V50/480V60 | MINI CONTACTOR, 9A, 3-Pole, aux.contact 1xNC, Multipack | 100-K09B01M | 440V50/480V60 | -
100-M09NKZ31 | 500V50/60 | MINI CONTACTOR, 9A, 3-Pole, aux.contact 1xNC, Multipack | 100-K09M01M | 500V50/575V60 | -
100-M09NCB31 | 575-600V60 | MINI CONTACTOR, 9A, 3-Pole, aux.contact 1xNC, Multipack | 100-K09VC01M | 525V50/600V60 | -
100-M09NZRA31 | 9VDC | MINI CONTACTOR, 9A, 3-Pole, aux.contact 1xNC, Multipack | 100-K09ZR01M | 9 (6...12)VDC | wide range coil 0.7…1.25xUe
100-M09NZ1231 | 12VDC | MINI CONTACTOR, 9A, 3-Pole, aux.contact 1xNC, Multipack | 100-K09ZQ01M | 12 (7.5...15)VDC | wide range coil 0.7…1.25xUe
100-M09NZ2431 | 24VDC | MINI CONTACTOR, 9A, 3-Pole, aux.contact 1xNC, Multipack | 100-K09ZJ01M | 24 (17...30)VDC | wide range coil 0.7…1.25xUe
100-M09NZD2431 | 24VDC-D | MINI CONTACTOR, 9A, 3-Pole, aux.contact 1xNC, Multipack | 100-K09DJ01M | 24 (17...30)VDC-D | wide range coil 0.7…1.25xUe, with diode
100-M09NZC31 | 30VDC | MINI CONTACTOR, 9A, 3-Pole, aux.contact 1xNC, Multipack | 100-K09ZC01M | 30VDC | -
100-M09NZ3631 | 36VDC | MINI CONTACTOR, 9A, 3-Pole, aux.contact 1xNC, Multipack | 100-K09ZW01M | 36VDC | -
100-M09NZ4831 | 48VDC | MINI CONTACTOR, 9A, 3-Pole, aux.contact 1xNC, Multipack | 100-K09ZY01M | 48VDC | -
100-M09NZ6031 | 60VDC | MINI CONTACTOR, 9A, 3-Pole, aux.contact 1xNC, Multipack | 100-K09ZZ01M | 60VDC | -
100-M09NZG31 | 72VDC | MINI CONTACTOR, 9A, 3-Pole, aux.contact 1xNC, Multipack | 100-K09ZG01M | 72VDC | -
100-M09NZ8031 | 80VDC | MINI CONTACTOR, 9A, 3-Pole, aux.contact 1xNC, Multipack | 100-K09ZE01M | 80VDC | -
100-M09NZ1131 | 110VDC | MINI CONTACTOR, 9A, 3-Pole, aux.contact 1xNC, Multipack | 100-K09ZD01M | 110 (93.5...137.5)VDC | wide range coil 0.7…1.25xUe
100-M09NZU31 | 120VDC | MINI CONTACTOR, 9A, 3-Pole, aux.contact 1xNC, Multipack | 100-K09ZU01M | 120VDC | -
100-M09NZ331 | 125VDC | MINI CONTACTOR, 9A, 3-Pole, aux.contact 1xNC, Multipack | 100-K09ZS01M | 125VDC | -
100-M09NZ231 | 220VDC | MINI CONTACTOR, 9A, 3-Pole, aux.contact 1xNC, Multipack | 100-K09ZA01M | 220VDC | -
100-M09NZL31 | 240VDC | MINI CONTACTOR, 9A, 3-Pole, aux.contact 1xNC, Multipack | 100-K09ZL01M | 240VDC | -
100-M09NZT31 | 250VDC | MINI CONTACTOR, 9A, 3-Pole, aux.contact 1xNC, Multipack | 100-K09ZT01M | 250VDC | -
100-M12NKQ3 | 12V50/60 | MINI CONTACTOR, 12A, 3-Pole, aux.contact 1xNO, Multipack | 100-K12KQ10M | 12V50/60 | -
100-M12NKD3 | 24V50/60 | MINI CONTACTOR, 12A, 3-Pole, aux.contact 1xNO, Multipack | 100-K12KJ10M | 24V50/60 | -
100-M12NKVD3 | 24V50/60-V | MINI CONTACTOR, 12A, 3-Pole, aux.contact 1xNO, Multipack | 100-K12WJ10M | 24V50/60-V | with varistor
100-M12NKV3 | 32V50/60 | MINI CONTACTOR, 12A, 3-Pole, aux.contact 1xNO, Multipack | 100-K12VU10M | 32V50/60 | -
100-M12NKC3 | 36V50/60 | MINI CONTACTOR, 12A, 3-Pole, aux.contact 1xNO, Multipack | 100-K12KV10M | 36V50/60 | -
100-M12NKX3 | 42V50/60 | MINI CONTACTOR, 12A, 3-Pole, aux.contact 1xNO, Multipack | 100-K12KW10M | 42V50/60 | -
100-M12NKH3 | 48V50/60 | MINI CONTACTOR, 12A, 3-Pole, aux.contact 1xNO, Multipack | 100-K12KY10M | 48V50/60 | -
100-M12NKR3 | 60V50/60 | MINI CONTACTOR, 12A, 3-Pole, aux.contact 1xNO, Multipack | 100-K12KR10M | 60V50/60 | -
100-M12NKM3 | 70V50/60 | MINI CONTACTOR, 12A, 3-Pole, aux.contact 1xNO, Multipack | 100-K12VG10M | 70V50/60 | -
100-M12ND3 | 110V50/120V60 | MINI CONTACTOR, 12A, 3-Pole, aux.contact 1xNO, Multipack | 100-K12D10M | 110V50/120V60 | -
100-M12NKSS3 | 125V50/60 | MINI CONTACTOR, 12A, 3-Pole, aux.contact 1xNO, Multipack | 100-K12VS10M | 127V50/60 | -
100-M12NKE3 | 135V50/60 | MINI CONTACTOR, 12A, 3-Pole, aux.contact 1xNO, Multipack | 100-K12VE10M | 135V50/60 | -
100-M12NKG3 | 200V50/60 | MINI CONTACTOR, 12A, 3-Pole, aux.contact 1xNO, Multipack | 100-K12KG10M | 200V50/200-220V60 | -
100-M12NKL3 | 200-230V50/60 | MINI CONTACTOR, 12A, 3-Pole, aux.contact 1xNO, Multipack | 100-K12KL10M | 200-230V50/60 | -
100-M12NKF3 | 230V50/60 | MINI CONTACTOR, 12A, 3-Pole, aux.contact 1xNO, Multipack | 100-K12KF10M | 230V50/60 | -
100-M12NKT3 | 240V50/60 | MINI CONTACTOR, 12A, 3-Pole, aux.contact 1xNO, Multipack | 100-K12KA10M | 240V50/60 | -
100-M12NKAA3 | 250V50/60 | MINI CONTACTOR, 12A, 3-Pole, aux.contact 1xNO, Multipack | 100-K12VT10M | 250V50/60 | -
100-M12NKK3 | 380-400V50 | MINI CONTACTOR, 12A, 3-Pole, aux.contact 1xNO, Multipack | 100-K12N10M | 380-400V50 | -
100-M12NKN3 | 400V50/60 | MINI CONTACTOR, 12A, 3-Pole, aux.contact 1xNO, Multipack | 100-K12KN10M | 400V50/60 | -
100-M12NKU3 | 415V50/60 | MINI CONTACTOR, 12A, 3-Pole, aux.contact 1xNO, Multipack | 100-K12KU10M | 415V50/60 | -
100-M12NB3 | 440V50/480V60 | MINI CONTACTOR, 12A, 3-Pole, aux.contact 1xNO, Multipack | 100-K12B10M | 440V50/480V60 | -
100-M12NKZ3 | 500V50/60 | MINI CONTACTOR, 12A, 3-Pole, aux.contact 1xNO, Multipack | 100-K12M10M | 500V50/575V60 | -
100-M12NCB3 | 575-600V60 | MINI CONTACTOR, 12A, 3-Pole, aux.contact 1xNO, Multipack | 100-K12VC10M | 525V50/600V60 | -
100-M12NZRA3 | 9VDC | MINI CONTACTOR, 12A, 3-Pole, aux.contact 1xNO, Multipack | 100-K12ZR10M | 9 (6...12)VDC | wide range coil 0.7…1.25xUe
100-M12NZ123 | 12VDC | MINI CONTACTOR, 12A, 3-Pole, aux.contact 1xNO, Multipack | 100-K12ZQ10M | 12 (7.5...15)VDC | wide range coil 0.7…1.25xUe
100-M12NZ243 | 24VDC | MINI CONTACTOR, 12A, 3-Pole, aux.contact 1xNO, Multipack | 100-K12ZJ10M | 24 (17...30)VDC | wide range coil 0.7…1.25xUe
100-M12NZD243 | 24VDC-D | MINI CONTACTOR, 12A, 3-Pole, aux.contact 1xNO, Multipack | 100-K12DJ10M | 24 (17...30)VDC-D | wide range coil 0.7…1.25xUe, with diode
100-M12NZC3 | 30VDC | MINI CONTACTOR, 12A, 3-Pole, aux.contact 1xNO, Multipack | 100-K12ZC10M | 30VDC | -
100-M12NZ363 | 36VDC | MINI CONTACTOR, 12A, 3-Pole, aux.contact 1xNO, Multipack | 100-K12ZW10M | 36VDC | -
100-M12NZ483 | 48VDC | MINI CONTACTOR, 12A, 3-Pole, aux.contact 1xNO, Multipack | 100-K12ZY10M | 48VDC | -
100-M12NZ603 | 60VDC | MINI CONTACTOR, 12A, 3-Pole, aux.contact 1xNO, Multipack | 100-K12ZZ10M | 60VDC | -
100-M12NZG3 | 72VDC | MINI CONTACTOR, 12A, 3-Pole, aux.contact 1xNO, Multipack | 100-K12ZG10M | 72VDC | -
100-M12NZ803 | 80VDC | MINI CONTACTOR, 12A, 3-Pole, aux.contact 1xNO, Multipack | 100-K12ZE10M | 80VDC | -
100-M12NZ113 | 110VDC | MINI CONTACTOR, 12A, 3-Pole, aux.contact 1xNO, Multipack | 100-K12ZD10M | 110 (93.5...137.5)VDC | wide range coil 0.7…1.25xUe
100-M12NZU3 | 120VDC | MINI CONTACTOR, 12A, 3-Pole, aux.contact 1xNO, Multipack | 100-K12ZU10M | 120VDC | -
100-M12NZ33 | 125VDC | MINI CONTACTOR, 12A, 3-Pole, aux.contact 1xNO, Multipack | 100-K12ZS10M | 125VDC | -
100-M12NZ23 | 220VDC | MINI CONTACTOR, 12A, 3-Pole, aux.contact 1xNO, Multipack | 100-K12ZA10M | 220VDC | -
100-M12NZL3 | 240VDC | MINI CONTACTOR, 12A, 3-Pole, aux.contact 1xNO, Multipack | 100-K12ZL10M | 240VDC | -
100-M12NZT3 | 250VDC | MINI CONTACTOR, 12A, 3-Pole, aux.contact 1xNO, Multipack | 100-K12ZT10M | 250VDC | -
100-M12NKQ31 | 12V50/60 | MINI CONTACTOR, 12A, 3-Pole, aux.contact 1xNC, Multipack | 100-K12KQ01M | 12V50/60 | -
100-M12NKD31 | 24V50/60 | MINI CONTACTOR, 12A, 3-Pole, aux.contact 1xNC, Multipack | 100-K12KJ01M | 24V50/60 | -
100-M12NKVD31 | 24V50/60-V | MINI CONTACTOR, 12A, 3-Pole, aux.contact 1xNC, Multipack | 100-K12WJ01M | 24V50/60-V | with varistor
100-M12NKV31 | 32V50/60 | MINI CONTACTOR, 12A, 3-Pole, aux.contact 1xNC, Multipack | 100-K12VU01M | 32V50/60 | -
100-M12NKC31 | 36V50/60 | MINI CONTACTOR, 12A, 3-Pole, aux.contact 1xNC, Multipack | 100-K12KV01M | 36V50/60 | -
100-M12NKX31 | 42V50/60 | MINI CONTACTOR, 12A, 3-Pole, aux.contact 1xNC, Multipack | 100-K12KW01M | 42V50/60 | -
100-M12NKH31 | 48V50/60 | MINI CONTACTOR, 12A, 3-Pole, aux.contact 1xNC, Multipack | 100-K12KY01M | 48V50/60 | -
100-M12NKR31 | 60V50/60 | MINI CONTACTOR, 12A, 3-Pole, aux.contact 1xNC, Multipack | 100-K12KR01M | 60V50/60 | -
100-M12NKM31 | 70V50/60 | MINI CONTACTOR, 12A, 3-Pole, aux.contact 1xNC, Multipack | 100-K12VG01M | 70V50/60 | -
100-M12ND31 | 110V50/120V60 | MINI CONTACTOR, 12A, 3-Pole, aux.contact 1xNC, Multipack | 100-K12D01M | 110V50/120V60 | -
100-M12NKSS31 | 125V50/60 | MINI CONTACTOR, 12A, 3-Pole, aux.contact 1xNC, Multipack | 100-K12VS01M | 127V50/60 | -
100-M12NKE31 | 135V50/60 | MINI CONTACTOR, 12A, 3-Pole, aux.contact 1xNC, Multipack | 100-K12VE01M | 135V50/60 | -
100-M12NKG31 | 200V50/60 | MINI CONTACTOR, 12A, 3-Pole, aux.contact 1xNC, Multipack | 100-K12KG01M | 200V50/200-220V60 | -
100-M12NKL31 | 200-230V50/60 | MINI CONTACTOR, 12A, 3-Pole, aux.contact 1xNC, Multipack | 100-K12KL01M | 200-230V50/60 | -
100-M12NKF31 | 230V50/60 | MINI CONTACTOR, 12A, 3-Pole, aux.contact 1xNC, Multipack | 100-K12KF01M | 230V50/60 | -
100-M12NKT31 | 240V50/60 | MINI CONTACTOR, 12A, 3-Pole, aux.contact 1xNC, Multipack | 100-K12KA01M | 240V50/60 | -
100-M12NKAA31 | 250V50/60 | MINI CONTACTOR, 12A, 3-Pole, aux.contact 1xNC, Multipack | 100-K12VT01M | 250V50/60 | -
100-M12NKK31 | 380-400V50 | MINI CONTACTOR, 12A, 3-Pole, aux.contact 1xNC, Multipack | 100-K12N01M | 380-400V50 | -
100-M12NKN31 | 400V50/60 | MINI CONTACTOR, 12A, 3-Pole, aux.contact 1xNC, Multipack | 100-K12KN01M | 400V50/60 | -
100-M12NKU31 | 415V50/60 | MINI CONTACTOR, 12A, 3-Pole, aux.contact 1xNC, Multipack | 100-K12KU01M | 415V50/60 | -
100-M12NB31 | 440V50/480V60 | MINI CONTACTOR, 12A, 3-Pole, aux.contact 1xNC, Multipack | 100-K12B01M | 440V50/480V60 | -
100-M12NKZ31 | 500V50/60 | MINI CONTACTOR, 12A, 3-Pole, aux.contact 1xNC, Multipack | 100-K12M01M | 500V50/575V60 | -
100-M12NCB31 | 575-600V60 | MINI CONTACTOR, 12A, 3-Pole, aux.contact 1xNC, Multipack | 100-K12VC01M | 525V50/600V60 | -
100-M12NZRA31 | 9VDC | MINI CONTACTOR, 12A, 3-Pole, aux.contact 1xNC, Multipack | 100-K12ZR01M | 9 (6...12)VDC | wide range coil 0.7…1.25xUe
100-M12NZ1231 | 12VDC | MINI CONTACTOR, 12A, 3-Pole, aux.contact 1xNC, Multipack | 100-K12ZQ01M | 12 (7.5...15)VDC | wide range coil 0.7…1.25xUe
100-M12NZ2431 | 24VDC | MINI CONTACTOR, 12A, 3-Pole, aux.contact 1xNC, Multipack | 100-K12ZJ01M | 24 (17...30)VDC | wide range coil 0.7…1.25xUe
100-M12NZD2431 | 24VDC-D | MINI CONTACTOR, 12A, 3-Pole, aux.contact 1xNC, Multipack | 100-K12DJ01M | 24 (17...30)VDC-D | wide range coil 0.7…1.25xUe, with diode
100-M12NZC31 | 30VDC | MINI CONTACTOR, 12A, 3-Pole, aux.contact 1xNC, Multipack | 100-K12ZC01M | 30VDC | -
100-M12NZ3631 | 36VDC | MINI CONTACTOR, 12A, 3-Pole, aux.contact 1xNC, Multipack | 100-K12ZW01M | 36VDC | -
100-M12NZ4831 | 48VDC | MINI CONTACTOR, 12A, 3-Pole, aux.contact 1xNC, Multipack | 100-K12ZY01M | 48VDC | -
100-M12NZ6031 | 60VDC | MINI CONTACTOR, 12A, 3-Pole, aux.contact 1xNC, Multipack | 100-K12ZZ01M | 60VDC | -
100-M12NZG31 | 72VDC | MINI CONTACTOR, 12A, 3-Pole, aux.contact 1xNC, Multipack | 100-K12ZG01M | 72VDC | -
100-M12NZ8031 | 80VDC | MINI CONTACTOR, 12A, 3-Pole, aux.contact 1xNC, Multipack | 100-K12ZE01M | 80VDC | -
100-M12NZ1131 | 110VDC | MINI CONTACTOR, 12A, 3-Pole, aux.contact 1xNC, Multipack | 100-K12ZD01M | 110 (93.5...137.5)VDC | wide range coil 0.7…1.25xUe
100-M12NZU31 | 120VDC | MINI CONTACTOR, 12A, 3-Pole, aux.contact 1xNC, Multipack | 100-K12ZU01M | 120VDC | -
100-M12NZ331 | 125VDC | MINI CONTACTOR, 12A, 3-Pole, aux.contact 1xNC, Multipack | 100-K12ZS01M | 125VDC | -
100-M12NZ231 | 220VDC | MINI CONTACTOR, 12A, 3-Pole, aux.contact 1xNC, Multipack | 100-K12ZA01M | 220VDC | -
100-M12NZL31 | 240VDC | MINI CONTACTOR, 12A, 3-Pole, aux.contact 1xNC, Multipack | 100-K12ZL01M | 240VDC | -
100-M12NZT31 | 250VDC | MINI CONTACTOR, 12A, 3-Pole, aux.contact 1xNC, Multipack | 100-K12ZT01M | 250VDC | -
100-M05NKQ4 | 12V50/60 | MINI CONTACTOR, 5.3A, 4-Pole: 4xNO, Multipack | 100-K05KQ400M | 12V50/60 | -
100-M05NKD4 | 24V50/60 | MINI CONTACTOR, 5.3A, 4-Pole: 4xNO, Multipack | 100-K05KJ400M | 24V50/60 | -
100-M05NKVD4 | 24V50/60-V | MINI CONTACTOR, 5.3A, 4-Pole: 4xNO, Multipack | 100-K05WJ400M | 24V50/60-V | with varistor
100-M05NKV4 | 32V50/60 | MINI CONTACTOR, 5.3A, 4-Pole: 4xNO, Multipack | 100-K05VU400M | 32V50/60 | -
100-M05NKC4 | 36V50/60 | MINI CONTACTOR, 5.3A, 4-Pole: 4xNO, Multipack | 100-K05KV400M | 36V50/60 | -
100-M05NKX4 | 42V50/60 | MINI CONTACTOR, 5.3A, 4-Pole: 4xNO, Multipack | 100-K05KW400M | 42V50/60 | -
100-M05NKH4 | 48V50/60 | MINI CONTACTOR, 5.3A, 4-Pole: 4xNO, Multipack | 100-K05KY400M | 48V50/60 | -
100-M05NKR4 | 60V50/60 | MINI CONTACTOR, 5.3A, 4-Pole: 4xNO, Multipack | 100-K05KR400M | 60V50/60 | -
100-M05NKM4 | 70V50/60 | MINI CONTACTOR, 5.3A, 4-Pole: 4xNO, Multipack | 100-K05VG400M | 70V50/60 | -
100-M05ND4 | 110V50/120V60 | MINI CONTACTOR, 5.3A, 4-Pole: 4xNO, Multipack | 100-K05D400M | 110V50/120V60 | -
100-M05NKSS4 | 125V50/60 | MINI CONTACTOR, 5.3A, 4-Pole: 4xNO, Multipack | 100-K05VS400M | 127V50/60 | -
100-M05NKE4 | 135V50/60 | MINI CONTACTOR, 5.3A, 4-Pole: 4xNO, Multipack | 100-K05VE400M | 135V50/60 | -
100-M05NKG4 | 200V50/60 | MINI CONTACTOR, 5.3A, 4-Pole: 4xNO, Multipack | 100-K05KG400M | 200V50/200-220V60 | -
100-M05NKL4 | 200-230V50/60 | MINI CONTACTOR, 5.3A, 4-Pole: 4xNO, Multipack | 100-K05KL400M | 200-230V50/60 | -
100-M05NKF4 | 230V50/60 | MINI CONTACTOR, 5.3A, 4-Pole: 4xNO, Multipack | 100-K05KF400M | 230V50/60 | -
100-M05NKT4 | 240V50/60 | MINI CONTACTOR, 5.3A, 4-Pole: 4xNO, Multipack | 100-K05KA400M | 240V50/60 | -
100-M05NKAA4 | 250V50/60 | MINI CONTACTOR, 5.3A, 4-Pole: 4xNO, Multipack | 100-K05VT400M | 250V50/60 | -
100-M05NKK4 | 380-400V50 | MINI CONTACTOR, 5.3A, 4-Pole: 4xNO, Multipack | 100-K05N400M | 380-400V50 | -
100-M05NKN4 | 400V50/60 | MINI CONTACTOR, 5.3A, 4-Pole: 4xNO, Multipack | 100-K05KN400M | 400V50/60 | -
100-M05NKU4 | 415V50/60 | MINI CONTACTOR, 5.3A, 4-Pole: 4xNO, Multipack | 100-K05KU400M | 415V50/60 | -
100-M05NB4 | 440V50/480V60 | MINI CONTACTOR, 5.3A, 4-Pole: 4xNO, Multipack | 100-K05B400M | 440V50/480V60 | -
100-M05NKZ4 | 500V50/60 | MINI CONTACTOR, 5.3A, 4-Pole: 4xNO, Multipack | 100-K05M400M | 500V50/575V60 | -
100-M05NCB4 | 575-600V60 | MINI CONTACTOR, 5.3A, 4-Pole: 4xNO, Multipack | 100-K05VC400M | 525V50/600V60 | -
100-M05NZRA4 | 9VDC | MINI CONTACTOR, 5.3A, 4-Pole: 4xNO, Multipack | 100-K05ZR400M | 9 (6...12)VDC | wide range coil 0.7…1.25xUe
100-M05NZ124 | 12VDC | MINI CONTACTOR, 5.3A, 4-Pole: 4xNO, Multipack | 100-K05ZQ400M | 12 (7.5...15)VDC | wide range coil 0.7…1.25xUe
100-M05NZ244 | 24VDC | MINI CONTACTOR, 5.3A, 4-Pole: 4xNO, Multipack | 100-K05ZJ400M | 24 (17...30)VDC | wide range coil 0.7…1.25xUe
100-M05NZD244 | 24VDC-D | MINI CONTACTOR, 5.3A, 4-Pole: 4xNO, Multipack | 100-K05DJ400M | 24 (17...30)VDC-D | wide range coil 0.7…1.25xUe, with diode
100-M05NZC4 | 30VDC | MINI CONTACTOR, 5.3A, 4-Pole: 4xNO, Multipack | 100-K05ZC400M | 30VDC | -
100-M05NZ364 | 36VDC | MINI CONTACTOR, 5.3A, 4-Pole: 4xNO, Multipack | 100-K05ZW400M | 36VDC | -
100-M05NZ484 | 48VDC | MINI CONTACTOR, 5.3A, 4-Pole: 4xNO, Multipack | 100-K05ZY400M | 48VDC | -
100-M05NZ604 | 60VDC | MINI CONTACTOR, 5.3A, 4-Pole: 4xNO, Multipack | 100-K05ZZ400M | 60VDC | -
100-M05NZG4 | 72VDC | MINI CONTACTOR, 5.3A, 4-Pole: 4xNO, Multipack | 100-K05ZG400M | 72VDC | -
100-M05NZ804 | 80VDC | MINI CONTACTOR, 5.3A, 4-Pole: 4xNO, Multipack | 100-K05ZE400M | 80VDC | -
100-M05NZ114 | 110VDC | MINI CONTACTOR, 5.3A, 4-Pole: 4xNO, Multipack | 100-K05ZD400M | 110 (93.5...137.5)VDC | wide range coil 0.7…1.25xUe
100-M05NZU4 | 120VDC | MINI CONTACTOR, 5.3A, 4-Pole: 4xNO, Multipack | 100-K05ZU400M | 120VDC | -
100-M05NZ34 | 125VDC | MINI CONTACTOR, 5.3A, 4-Pole: 4xNO, Multipack | 100-K05ZS400M | 125VDC | -
100-M05NZ24 | 220VDC | MINI CONTACTOR, 5.3A, 4-Pole: 4xNO, Multipack | 100-K05ZA400M | 220VDC | -
100-M05NZL4 | 240VDC | MINI CONTACTOR, 5.3A, 4-Pole: 4xNO, Multipack | 100-K05ZL400M | 240VDC | -
100-M05NZT4 | 250VDC | MINI CONTACTOR, 5.3A, 4-Pole: 4xNO, Multipack | 100-K05ZT400M | 250VDC | -
- | - | MINI CONTACTOR, 5.3A, 4-Pole: 3xNO + 1xNC, Multipack | 100-K05KQ300M | 12V50/60 | -
- | - | MINI CONTACTOR, 5.3A, 4-Pole: 3xNO + 1xNC, Multipack | 100-K05KJ300M | 24V50/60 | -
- | - | MINI CONTACTOR, 5.3A, 4-Pole: 3xNO + 1xNC, Multipack | 100-K05WJ300M | 24V50/60-V | with varistor
- | - | MINI CONTACTOR, 5.3A, 4-Pole: 3xNO + 1xNC, Multipack | 100-K05VU300M | 32V50/60 | -
- | - | MINI CONTACTOR, 5.3A, 4-Pole: 3xNO + 1xNC, Multipack | 100-K05KV300M | 36V50/60 | -
- | - | MINI CONTACTOR, 5.3A, 4-Pole: 3xNO + 1xNC, Multipack | 100-K05KW300M | 42V50/60 | -
- | - | MINI CONTACTOR, 5.3A, 4-Pole: 3xNO + 1xNC, Multipack | 100-K05KY300M | 48V50/60 | -
- | - | MINI CONTACTOR, 5.3A, 4-Pole: 3xNO + 1xNC, Multipack | 100-K05KR300M | 60V50/60 | -
- | - | MINI CONTACTOR, 5.3A, 4-Pole: 3xNO + 1xNC, Multipack | 100-K05VG300M | 70V50/60 | -
- | - | MINI CONTACTOR, 5.3A, 4-Pole: 3xNO + 1xNC, Multipack | 100-K05D300M | 110V50/120V60 | -
- | - | MINI CONTACTOR, 5.3A, 4-Pole: 3xNO + 1xNC, Multipack | 100-K05VS300M | 127V50/60 | -
- | - | MINI CONTACTOR, 5.3A, 4-Pole: 3xNO + 1xNC, Multipack | 100-K05VE300M | 135V50/60 | -
- | - | MINI CONTACTOR, 5.3A, 4-Pole: 3xNO + 1xNC, Multipack | 100-K05KG300M | 200V50/200-220V60 | -
- | - | MINI CONTACTOR, 5.3A, 4-Pole: 3xNO + 1xNC, Multipack | 100-K05KL300M | 200-230V50/60 | -
- | - | MINI CONTACTOR, 5.3A, 4-Pole: 3xNO + 1xNC, Multipack | 100-K05KF300M | 230V50/60 | -
- | - | MINI CONTACTOR, 5.3A, 4-Pole: 3xNO + 1xNC, Multipack | 100-K05KA300M | 240V50/60 | -
- | - | MINI CONTACTOR, 5.3A, 4-Pole: 3xNO + 1xNC, Multipack | 100-K05VT300M | 250V50/60 | -
- | - | MINI CONTACTOR, 5.3A, 4-Pole: 3xNO + 1xNC, Multipack | 100-K05N300M | 380-400V50 | -
- | - | MINI CONTACTOR, 5.3A, 4-Pole: 3xNO + 1xNC, Multipack | 100-K05KN300M | 400V50/60 | -
- | - | MINI CONTACTOR, 5.3A, 4-Pole: 3xNO + 1xNC, Multipack | 100-K05KU300M | 415V50/60 | -
- | - | MINI CONTACTOR, 5.3A, 4-Pole: 3xNO + 1xNC, Multipack | 100-K05B300M | 440V50/480V60 | -
- | - | MINI CONTACTOR, 5.3A, 4-Pole: 3xNO + 1xNC, Multipack | 100-K05M300M | 500V50/575V60 | -
- | - | MINI CONTACTOR, 5.3A, 4-Pole: 3xNO + 1xNC, Multipack | 100-K05VC300M | 525V50/600V60 | -
- | - | MINI CONTACTOR, 5.3A, 4-Pole: 3xNO + 1xNC, Multipack | 100-K05ZR300M | 9 (6...12)VDC | wide range coil 0.7…1.25xUe
- | - | MINI CONTACTOR, 5.3A, 4-Pole: 3xNO + 1xNC, Multipack | 100-K05ZQ300M | 12 (7.5...15)VDC | wide range coil 0.7…1.25xUe
- | - | MINI CONTACTOR, 5.3A, 4-Pole: 3xNO + 1xNC, Multipack | 100-K05ZJ300M | 24 (17...30)VDC | wide range coil 0.7…1.25xUe
- | - | MINI CONTACTOR, 5.3A, 4-Pole: 3xNO + 1xNC, Multipack | 100-K05DJ300M | 24 (17...30)VDC-D | wide range coil 0.7…1.25xUe, with diode
- | - | MINI CONTACTOR, 5.3A, 4-Pole: 3xNO + 1xNC, Multipack | 100-K05ZC300M | 30VDC | -
- | - | MINI CONTACTOR, 5.3A, 4-Pole: 3xNO + 1xNC, Multipack | 100-K05ZW300M | 36VDC | -
- | - | MINI CONTACTOR, 5.3A, 4-Pole: 3xNO + 1xNC, Multipack | 100-K05ZY300M | 48VDC | -
- | - | MINI CONTACTOR, 5.3A, 4-Pole: 3xNO + 1xNC, Multipack | 100-K05ZZ300M | 60VDC | -
- | - | MINI CONTACTOR, 5.3A, 4-Pole: 3xNO + 1xNC, Multipack | 100-K05ZG300M | 72VDC | -
- | - | MINI CONTACTOR, 5.3A, 4-Pole: 3xNO + 1xNC, Multipack | 100-K05ZE300M | 80VDC | -
- | - | MINI CONTACTOR, 5.3A, 4-Pole: 3xNO + 1xNC, Multipack | 100-K05ZD300M | 110 (93.5...137.5)VDC | wide range coil 0.7…1.25xUe
- | - | MINI CONTACTOR, 5.3A, 4-Pole: 3xNO + 1xNC, Multipack | 100-K05ZU300M | 120VDC | -
- | - | MINI CONTACTOR, 5.3A, 4-Pole: 3xNO + 1xNC, Multipack | 100-K05ZS300M | 125VDC | -
- | - | MINI CONTACTOR, 5.3A, 4-Pole: 3xNO + 1xNC, Multipack | 100-K05ZA300M | 220VDC | -
- | - | MINI CONTACTOR, 5.3A, 4-Pole: 3xNO + 1xNC, Multipack | 100-K05ZL300M | 240VDC | -
- | - | MINI CONTACTOR, 5.3A, 4-Pole: 3xNO + 1xNC, Multipack | 100-K05ZT300M | 250VDC | -
- | - | MINI CONTACTOR, 5.3A, 4-Pole: 2xNO + 2xNC, Multipack | 100-K05KQ200M | 12V50/60 | -
- | - | MINI CONTACTOR, 5.3A, 4-Pole: 2xNO + 2xNC, Multipack | 100-K05KJ200M | 24V50/60 | -
- | - | MINI CONTACTOR, 5.3A, 4-Pole: 2xNO + 2xNC, Multipack | 100-K05WJ200M | 24V50/60-V | with varistor
- | - | MINI CONTACTOR, 5.3A, 4-Pole: 2xNO + 2xNC, Multipack | 100-K05VU200M | 32V50/60 | -
- | - | MINI CONTACTOR, 5.3A, 4-Pole: 2xNO + 2xNC, Multipack | 100-K05KV200M | 36V50/60 | -
- | - | MINI CONTACTOR, 5.3A, 4-Pole: 2xNO + 2xNC, Multipack | 100-K05KW200M | 42V50/60 | -
- | - | MINI CONTACTOR, 5.3A, 4-Pole: 2xNO + 2xNC, Multipack | 100-K05KY200M | 48V50/60 | -
- | - | MINI CONTACTOR, 5.3A, 4-Pole: 2xNO + 2xNC, Multipack | 100-K05KR200M | 60V50/60 | -
- | - | MINI CONTACTOR, 5.3A, 4-Pole: 2xNO + 2xNC, Multipack | 100-K05VG200M | 70V50/60 | -
- | - | MINI CONTACTOR, 5.3A, 4-Pole: 2xNO + 2xNC, Multipack | 100-K05D200M | 110V50/120V60 | -
- | - | MINI CONTACTOR, 5.3A, 4-Pole: 2xNO + 2xNC, Multipack | 100-K05VS200M | 127V50/60 | -
- | - | MINI CONTACTOR, 5.3A, 4-Pole: 2xNO + 2xNC, Multipack | 100-K05VE200M | 135V50/60 | -
- | - | MINI CONTACTOR, 5.3A, 4-Pole: 2xNO + 2xNC, Multipack | 100-K05KG200M | 200V50/200-220V60 | -
- | - | MINI CONTACTOR, 5.3A, 4-Pole: 2xNO + 2xNC, Multipack | 100-K05KL200M | 200-230V50/60 | -
- | - | MINI CONTACTOR, 5.3A, 4-Pole: 2xNO + 2xNC, Multipack | 100-K05KF200M | 230V50/60 | -
- | - | MINI CONTACTOR, 5.3A, 4-Pole: 2xNO + 2xNC, Multipack | 100-K05KA200M | 240V50/60 | -
- | - | MINI CONTACTOR, 5.3A, 4-Pole: 2xNO + 2xNC, Multipack | 100-K05VT200M | 250V50/60 | -
- | - | MINI CONTACTOR, 5.3A, 4-Pole: 2xNO + 2xNC, Multipack | 100-K05N200M | 380-400V50 | -
- | - | MINI CONTACTOR, 5.3A, 4-Pole: 2xNO + 2xNC, Multipack | 100-K05KN200M | 400V50/60 | -
- | - | MINI CONTACTOR, 5.3A, 4-Pole: 2xNO + 2xNC, Multipack | 100-K05KU200M | 415V50/60 | -
- | - | MINI CONTACTOR, 5.3A, 4-Pole: 2xNO + 2xNC, Multipack | 100-K05B200M | 440V50/480V60 | -
- | - | MINI CONTACTOR, 5.3A, 4-Pole: 2xNO + 2xNC, Multipack | 100-K05M200M | 500V50/575V60 | -
- | - | MINI CONTACTOR, 5.3A, 4-Pole: 2xNO + 2xNC, Multipack | 100-K05VC200M | 525V50/600V60 | -
- | - | MINI CONTACTOR, 5.3A, 4-Pole: 2xNO + 2xNC, Multipack | 100-K05ZR200M | 9 (6...12)VDC | wide range coil 0.7…1.25xUe
- | - | MINI CONTACTOR, 5.3A, 4-Pole: 2xNO + 2xNC, Multipack | 100-K05ZQ200M | 12 (7.5...15)VDC | wide range coil 0.7…1.25xUe
- | - | MINI CONTACTOR, 5.3A, 4-Pole: 2xNO + 2xNC, Multipack | 100-K05ZJ200M | 24 (17...30)VDC | wide range coil 0.7…1.25xUe
- | - | MINI CONTACTOR, 5.3A, 4-Pole: 2xNO + 2xNC, Multipack | 100-K05DJ200M | 24 (17...30)VDC-D | wide range coil 0.7…1.25xUe, with diode
- | - | MINI CONTACTOR, 5.3A, 4-Pole: 2xNO + 2xNC, Multipack | 100-K05ZC200M | 30VDC | -
- | - | MINI CONTACTOR, 5.3A, 4-Pole: 2xNO + 2xNC, Multipack | 100-K05ZW200M | 36VDC | -
- | - | MINI CONTACTOR, 5.3A, 4-Pole: 2xNO + 2xNC, Multipack | 100-K05ZY200M | 48VDC | -
- | - | MINI CONTACTOR, 5.3A, 4-Pole: 2xNO + 2xNC, Multipack | 100-K05ZZ200M | 60VDC | -
- | - | MINI CONTACTOR, 5.3A, 4-Pole: 2xNO + 2xNC, Multipack | 100-K05ZG200M | 72VDC | -
- | - | MINI CONTACTOR, 5.3A, 4-Pole: 2xNO + 2xNC, Multipack | 100-K05ZE200M | 80VDC | -
- | - | MINI CONTACTOR, 5.3A, 4-Pole: 2xNO + 2xNC, Multipack | 100-K05ZD200M | 110 (93.5...137.5)VDC | wide range coil 0.7…1.25xUe
- | - | MINI CONTACTOR, 5.3A, 4-Pole: 2xNO + 2xNC, Multipack | 100-K05ZU200M | 120VDC | -
- | - | MINI CONTACTOR, 5.3A, 4-Pole: 2xNO + 2xNC, Multipack | 100-K05ZS200M | 125VDC | -
- | - | MINI CONTACTOR, 5.3A, 4-Pole: 2xNO + 2xNC, Multipack | 100-K05ZA200M | 220VDC | -
- | - | MINI CONTACTOR, 5.3A, 4-Pole: 2xNO + 2xNC, Multipack | 100-K05ZL200M | 240VDC | -
- | - | MINI CONTACTOR, 5.3A, 4-Pole: 2xNO + 2xNC, Multipack | 100-K05ZT200M | 250VDC | -
100-M09NKQ4 | 12V50/60 | MINI CONTACTOR, 9A, 4-Pole: 4xNO, Multipack | 100-K09KQ400M | 12V50/60 | -
100-M09NKD4 | 24V50/60 | MINI CONTACTOR, 9A, 4-Pole: 4xNO, Multipack | 100-K09KJ400M | 24V50/60 | -
100-M09NKVD4 | 24V50/60-V | MINI CONTACTOR, 9A, 4-Pole: 4xNO, Multipack | 100-K09WJ400M | 24V50/60-V | with varistor
100-M09NKV4 | 32V50/60 | MINI CONTACTOR, 9A, 4-Pole: 4xNO, Multipack | 100-K09VU400M | 32V50/60 | -
100-M09NKC4 | 36V50/60 | MINI CONTACTOR, 9A, 4-Pole: 4xNO, Multipack | 100-K09KV400M | 36V50/60 | -
100-M09NKX4 | 42V50/60 | MINI CONTACTOR, 9A, 4-Pole: 4xNO, Multipack | 100-K09KW400M | 42V50/60 | -
100-M09NKH4 | 48V50/60 | MINI CONTACTOR, 9A, 4-Pole: 4xNO, Multipack | 100-K09KY400M | 48V50/60 | -
100-M09NKR4 | 60V50/60 | MINI CONTACTOR, 9A, 4-Pole: 4xNO, Multipack | 100-K09KR400M | 60V50/60 | -
100-M09NKM4 | 70V50/60 | MINI CONTACTOR, 9A, 4-Pole: 4xNO, Multipack | 100-K09VG400M | 70V50/60 | -
100-M09ND4 | 110V50/120V60 | MINI CONTACTOR, 9A, 4-Pole: 4xNO, Multipack | 100-K09D400M | 110V50/120V60 | -
100-M09NKSS4 | 125V50/60 | MINI CONTACTOR, 9A, 4-Pole: 4xNO, Multipack | 100-K09VS400M | 127V50/60 | -
100-M09NKE4 | 135V50/60 | MINI CONTACTOR, 9A, 4-Pole: 4xNO, Multipack | 100-K09VE400M | 135V50/60 | -
100-M09NKG4 | 200V50/60 | MINI CONTACTOR, 9A, 4-Pole: 4xNO, Multipack | 100-K09KG400M | 200V50/200-220V60 | -
100-M09NKL4 | 200-230V50/60 | MINI CONTACTOR, 9A, 4-Pole: 4xNO, Multipack | 100-K09KL400M | 200-230V50/60 | -
100-M09NKF4 | 230V50/60 | MINI CONTACTOR, 9A, 4-Pole: 4xNO, Multipack | 100-K09KF400M | 230V50/60 | -
100-M09NKT4 | 240V50/60 | MINI CONTACTOR, 9A, 4-Pole: 4xNO, Multipack | 100-K09KA400M | 240V50/60 | -
100-M09NKAA4 | 250V50/60 | MINI CONTACTOR, 9A, 4-Pole: 4xNO, Multipack | 100-K09VT400M | 250V50/60 | -
100-M09NKK4 | 380-400V50 | MINI CONTACTOR, 9A, 4-Pole: 4xNO, Multipack | 100-K09N400M | 380-400V50 | -
100-M09NKN4 | 400V50/60 | MINI CONTACTOR, 9A, 4-Pole: 4xNO, Multipack | 100-K09KN400M | 400V50/60 | -
100-M09NKU4 | 415V50/60 | MINI CONTACTOR, 9A, 4-Pole: 4xNO, Multipack | 100-K09KU400M | 415V50/60 | -
100-M09NB4 | 440V50/480V60 | MINI CONTACTOR, 9A, 4-Pole: 4xNO, Multipack | 100-K09B400M | 440V50/480V60 | -
100-M09NKZ4 | 500V50/60 | MINI CONTACTOR, 9A, 4-Pole: 4xNO, Multipack | 100-K09M400M | 500V50/575V60 | -
100-M09NCB4 | 575-600V60 | MINI CONTACTOR, 9A, 4-Pole: 4xNO, Multipack | 100-K09VC400M | 525V50/600V60 | -
100-M09NZRA4 | 9VDC | MINI CONTACTOR, 9A, 4-Pole: 4xNO, Multipack | 100-K09ZR400M | 9 (6...12)VDC | wide range coil 0.7…1.25xUe
100-M09NZ124 | 12VDC | MINI CONTACTOR, 9A, 4-Pole: 4xNO, Multipack | 100-K09ZQ400M | 12 (7.5...15)VDC | wide range coil 0.7…1.25xUe
100-M09NZ244 | 24VDC | MINI CONTACTOR, 9A, 4-Pole: 4xNO, Multipack | 100-K09ZJ400M | 24 (17...30)VDC | wide range coil 0.7…1.25xUe
100-M09NZD244 | 24VDC-D | MINI CONTACTOR, 9A, 4-Pole: 4xNO, Multipack | 100-K09DJ400M | 24 (17...30)VDC-D | wide range coil 0.7…1.25xUe, with diode
100-M09NZC4 | 30VDC | MINI CONTACTOR, 9A, 4-Pole: 4xNO, Multipack | 100-K09ZC400M | 30VDC | -
100-M09NZ364 | 36VDC | MINI CONTACTOR, 9A, 4-Pole: 4xNO, Multipack | 100-K09ZW400M | 36VDC | -
100-M09NZ484 | 48VDC | MINI CONTACTOR, 9A, 4-Pole: 4xNO, Multipack | 100-K09ZY400M | 48VDC | -
100-M09NZ604 | 60VDC | MINI CONTACTOR, 9A, 4-Pole: 4xNO, Multipack | 100-K09ZZ400M | 60VDC | -
100-M09NZG4 | 72VDC | MINI CONTACTOR, 9A, 4-Pole: 4xNO, Multipack | 100-K09ZG400M | 72VDC | -
100-M09NZ804 | 80VDC | MINI CONTACTOR, 9A, 4-Pole: 4xNO, Multipack | 100-K09ZE400M | 80VDC | -
100-M09NZ114 | 110VDC | MINI CONTACTOR, 9A, 4-Pole: 4xNO, Multipack | 100-K09ZD400M | 110 (93.5...137.5)VDC | wide range coil 0.7…1.25xUe
100-M09NZU4 | 120VDC | MINI CONTACTOR, 9A, 4-Pole: 4xNO, Multipack | 100-K09ZU400M | 120VDC | -
100-M09NZ34 | 125VDC | MINI CONTACTOR, 9A, 4-Pole: 4xNO, Multipack | 100-K09ZS400M | 125VDC | -
100-M09NZ24 | 220VDC | MINI CONTACTOR, 9A, 4-Pole: 4xNO, Multipack | 100-K09ZA400M | 220VDC | -
100-M09NZL4 | 240VDC | MINI CONTACTOR, 9A, 4-Pole: 4xNO, Multipack | 100-K09ZL400M | 240VDC | -
100-M09NZT4 | 250VDC | MINI CONTACTOR, 9A, 4-Pole: 4xNO, Multipack | 100-K09ZT400M | 250VDC | -
- | - | MINI CONTACTOR, 9A, 4-Pole: 3xNO + 1xNC, Multipack | 100-K09KQ300M | 12V50/60 | -
- | - | MINI CONTACTOR, 9A, 4-Pole: 3xNO + 1xNC, Multipack | 100-K09KJ300M | 24V50/60 | -
- | - | MINI CONTACTOR, 9A, 4-Pole: 3xNO + 1xNC, Multipack | 100-K09WJ300M | 24V50/60-V | with varistor
- | - | MINI CONTACTOR, 9A, 4-Pole: 3xNO + 1xNC, Multipack | 100-K09VU300M | 32V50/60 | -
- | - | MINI CONTACTOR, 9A, 4-Pole: 3xNO + 1xNC, Multipack | 100-K09KV300M | 36V50/60 | -
- | - | MINI CONTACTOR, 9A, 4-Pole: 3xNO + 1xNC, Multipack | 100-K09KW300M | 42V50/60 | -
- | - | MINI CONTACTOR, 9A, 4-Pole: 3xNO + 1xNC, Multipack | 100-K09KY300M | 48V50/60 | -
- | - | MINI CONTACTOR, 9A, 4-Pole: 3xNO + 1xNC, Multipack | 100-K09KR300M | 60V50/60 | -
- | - | MINI CONTACTOR, 9A, 4-Pole: 3xNO + 1xNC, Multipack | 100-K09VG300M | 70V50/60 | -
- | - | MINI CONTACTOR, 9A, 4-Pole: 3xNO + 1xNC, Multipack | 100-K09D300M | 110V50/120V60 | -
- | - | MINI CONTACTOR, 9A, 4-Pole: 3xNO + 1xNC, Multipack | 100-K09VS300M | 127V50/60 | -
- | - | MINI CONTACTOR, 9A, 4-Pole: 3xNO + 1xNC, Multipack | 100-K09VE300M | 135V50/60 | -
- | - | MINI CONTACTOR, 9A, 4-Pole: 3xNO + 1xNC, Multipack | 100-K09KG300M | 200V50/200-220V60 | -
- | - | MINI CONTACTOR, 9A, 4-Pole: 3xNO + 1xNC, Multipack | 100-K09KL300M | 200-230V50/60 | -
- | - | MINI CONTACTOR, 9A, 4-Pole: 3xNO + 1xNC, Multipack | 100-K09KF300M | 230V50/60 | -
- | - | MINI CONTACTOR, 9A, 4-Pole: 3xNO + 1xNC, Multipack | 100-K09KA300M | 240V50/60 | -
- | - | MINI CONTACTOR, 9A, 4-Pole: 3xNO + 1xNC, Multipack | 100-K09VT300M | 250V50/60 | -
- | - | MINI CONTACTOR, 9A, 4-Pole: 3xNO + 1xNC, Multipack | 100-K09N300M | 380-400V50 | -
- | - | MINI CONTACTOR, 9A, 4-Pole: 3xNO + 1xNC, Multipack | 100-K09KN300M | 400V50/60 | -
- | - | MINI CONTACTOR, 9A, 4-Pole: 3xNO + 1xNC, Multipack | 100-K09KU300M | 415V50/60 | -
- | - | MINI CONTACTOR, 9A, 4-Pole: 3xNO + 1xNC, Multipack | 100-K09B300M | 440V50/480V60 | -
- | - | MINI CONTACTOR, 9A, 4-Pole: 3xNO + 1xNC, Multipack | 100-K09M300M | 500V50/575V60 | -
- | - | MINI CONTACTOR, 9A, 4-Pole: 3xNO + 1xNC, Multipack | 100-K09VC300M | 525V50/600V60 | -
- | - | MINI CONTACTOR, 9A, 4-Pole: 3xNO + 1xNC, Multipack | 100-K09ZR300M | 9 (6...12)VDC | wide range coil 0.7…1.25xUe
- | - | MINI CONTACTOR, 9A, 4-Pole: 3xNO + 1xNC, Multipack | 100-K09ZQ300M | 12 (7.5...15)VDC | wide range coil 0.7…1.25xUe
- | - | MINI CONTACTOR, 9A, 4-Pole: 3xNO + 1xNC, Multipack | 100-K09ZJ300M | 24 (17...30)VDC | wide range coil 0.7…1.25xUe
- | - | MINI CONTACTOR, 9A, 4-Pole: 3xNO + 1xNC, Multipack | 100-K09DJ300M | 24 (17...30)VDC-D | wide range coil 0.7…1.25xUe, with diode
- | - | MINI CONTACTOR, 9A, 4-Pole: 3xNO + 1xNC, Multipack | 100-K09ZC300M | 30VDC | -
- | - | MINI CONTACTOR, 9A, 4-Pole: 3xNO + 1xNC, Multipack | 100-K09ZW300M | 36VDC | -
- | - | MINI CONTACTOR, 9A, 4-Pole: 3xNO + 1xNC, Multipack | 100-K09ZY300M | 48VDC | -
- | - | MINI CONTACTOR, 9A, 4-Pole: 3xNO + 1xNC, Multipack | 100-K09ZZ300M | 60VDC | -
- | - | MINI CONTACTOR, 9A, 4-Pole: 3xNO + 1xNC, Multipack | 100-K09ZG300M | 72VDC | -
- | - | MINI CONTACTOR, 9A, 4-Pole: 3xNO + 1xNC, Multipack | 100-K09ZE300M | 80VDC | -
- | - | MINI CONTACTOR, 9A, 4-Pole: 3xNO + 1xNC, Multipack | 100-K09ZD300M | 110 (93.5...137.5)VDC | wide range coil 0.7…1.25xUe
- | - | MINI CONTACTOR, 9A, 4-Pole: 3xNO + 1xNC, Multipack | 100-K09ZU300M | 120VDC | -
- | - | MINI CONTACTOR, 9A, 4-Pole: 3xNO + 1xNC, Multipack | 100-K09ZS300M | 125VDC | -
- | - | MINI CONTACTOR, 9A, 4-Pole: 3xNO + 1xNC, Multipack | 100-K09ZA300M | 220VDC | -
- | - | MINI CONTACTOR, 9A, 4-Pole: 3xNO + 1xNC, Multipack | 100-K09ZL300M | 240VDC | -
- | - | MINI CONTACTOR, 9A, 4-Pole: 3xNO + 1xNC, Multipack | 100-K09ZT300M | 250VDC | -
- | - | MINI CONTACTOR, 9A, 4-Pole: 2xNO + 2xNC, Multipack | 100-K09KQ200M | 12V50/60 | -
- | - | MINI CONTACTOR, 9A, 4-Pole: 2xNO + 2xNC, Multipack | 100-K09KJ200M | 24V50/60 | -
- | - | MINI CONTACTOR, 9A, 4-Pole: 2xNO + 2xNC, Multipack | 100-K09WJ200M | 24V50/60-V | with varistor
- | - | MINI CONTACTOR, 9A, 4-Pole: 2xNO + 2xNC, Multipack | 100-K09VU200M | 32V50/60 | -
- | - | MINI CONTACTOR, 9A, 4-Pole: 2xNO + 2xNC, Multipack | 100-K09KV200M | 36V50/60 | -
- | - | MINI CONTACTOR, 9A, 4-Pole: 2xNO + 2xNC, Multipack | 100-K09KW200M | 42V50/60 | -
- | - | MINI CONTACTOR, 9A, 4-Pole: 2xNO + 2xNC, Multipack | 100-K09KY200M | 48V50/60 | -
- | - | MINI CONTACTOR, 9A, 4-Pole: 2xNO + 2xNC, Multipack | 100-K09KR200M | 60V50/60 | -
- | - | MINI CONTACTOR, 9A, 4-Pole: 2xNO + 2xNC, Multipack | 100-K09VG200M | 70V50/60 | -
- | - | MINI CONTACTOR, 9A, 4-Pole: 2xNO + 2xNC, Multipack | 100-K09D200M | 110V50/120V60 | -
- | - | MINI CONTACTOR, 9A, 4-Pole: 2xNO + 2xNC, Multipack | 100-K09VS200M | 127V50/60 | -
- | - | MINI CONTACTOR, 9A, 4-Pole: 2xNO + 2xNC, Multipack | 100-K09VE200M | 135V50/60 | -
- | - | MINI CONTACTOR, 9A, 4-Pole: 2xNO + 2xNC, Multipack | 100-K09KG200M | 200V50/200-220V60 | -
- | - | MINI CONTACTOR, 9A, 4-Pole: 2xNO + 2xNC, Multipack | 100-K09KL200M | 200-230V50/60 | -
- | - | MINI CONTACTOR, 9A, 4-Pole: 2xNO + 2xNC, Multipack | 100-K09KF200M | 230V50/60 | -
- | - | MINI CONTACTOR, 9A, 4-Pole: 2xNO + 2xNC, Multipack | 100-K09KA200M | 240V50/60 | -
- | - | MINI CONTACTOR, 9A, 4-Pole: 2xNO + 2xNC, Multipack | 100-K09VT200M | 250V50/60 | -
- | - | MINI CONTACTOR, 9A, 4-Pole: 2xNO + 2xNC, Multipack | 100-K09N200M | 380-400V50 | -
- | - | MINI CONTACTOR, 9A, 4-Pole: 2xNO + 2xNC, Multipack | 100-K09KN200M | 400V50/60 | -
- | - | MINI CONTACTOR, 9A, 4-Pole: 2xNO + 2xNC, Multipack | 100-K09KU200M | 415V50/60 | -
- | - | MINI CONTACTOR, 9A, 4-Pole: 2xNO + 2xNC, Multipack | 100-K09B200M | 440V50/480V60 | -
- | - | MINI CONTACTOR, 9A, 4-Pole: 2xNO + 2xNC, Multipack | 100-K09M200M | 500V50/575V60 | -
- | - | MINI CONTACTOR, 9A, 4-Pole: 2xNO + 2xNC, Multipack | 100-K09VC200M | 525V50/600V60 | -
- | - | MINI CONTACTOR, 9A, 4-Pole: 2xNO + 2xNC, Multipack | 100-K09ZR200M | 9 (6...12)VDC | wide range coil 0.7…1.25xUe
- | - | MINI CONTACTOR, 9A, 4-Pole: 2xNO + 2xNC, Multipack | 100-K09ZQ200M | 12 (7.5...15)VDC | wide range coil 0.7…1.25xUe
- | - | MINI CONTACTOR, 9A, 4-Pole: 2xNO + 2xNC, Multipack | 100-K09ZJ200M | 24 (17...30)VDC | wide range coil 0.7…1.25xUe
- | - | MINI CONTACTOR, 9A, 4-Pole: 2xNO + 2xNC, Multipack | 100-K09DJ200M | 24 (17...30)VDC-D | wide range coil 0.7…1.25xUe, with diode
- | - | MINI CONTACTOR, 9A, 4-Pole: 2xNO + 2xNC, Multipack | 100-K09ZC200M | 30VDC | -
- | - | MINI CONTACTOR, 9A, 4-Pole: 2xNO + 2xNC, Multipack | 100-K09ZW200M | 36VDC | -
- | - | MINI CONTACTOR, 9A, 4-Pole: 2xNO + 2xNC, Multipack | 100-K09ZY200M | 48VDC | -
- | - | MINI CONTACTOR, 9A, 4-Pole: 2xNO + 2xNC, Multipack | 100-K09ZZ200M | 60VDC | -
- | - | MINI CONTACTOR, 9A, 4-Pole: 2xNO + 2xNC, Multipack | 100-K09ZG200M | 72VDC | -
- | - | MINI CONTACTOR, 9A, 4-Pole: 2xNO + 2xNC, Multipack | 100-K09ZE200M | 80VDC | -
- | - | MINI CONTACTOR, 9A, 4-Pole: 2xNO + 2xNC, Multipack | 100-K09ZD200M | 110 (93.5...137.5)VDC | wide range coil 0.7…1.25xUe
- | - | MINI CONTACTOR, 9A, 4-Pole: 2xNO + 2xNC, Multipack | 100-K09ZU200M | 120VDC | -
- | - | MINI CONTACTOR, 9A, 4-Pole: 2xNO + 2xNC, Multipack | 100-K09ZS200M | 125VDC | -
- | - | MINI CONTACTOR, 9A, 4-Pole: 2xNO + 2xNC, Multipack | 100-K09ZA200M | 220VDC | -
- | - | MINI CONTACTOR, 9A, 4-Pole: 2xNO + 2xNC, Multipack | 100-K09ZL200M | 240VDC | -
- | - | MINI CONTACTOR, 9A, 4-Pole: 2xNO + 2xNC, Multipack | 100-K09ZT200M | 250VDC | -
100-M12NKQ4 | 12V50/60 | MINI CONTACTOR, 12A, 4-Pole: 4xNO, Multipack | 100-K12KQ400M | 12V50/60 | -
100-M12NKD4 | 24V50/60 | MINI CONTACTOR, 12A, 4-Pole: 4xNO, Multipack | 100-K12KJ400M | 24V50/60 | -
100-M12NKVD4 | 24V50/60-V | MINI CONTACTOR, 12A, 4-Pole: 4xNO, Multipack | 100-K12WJ400M | 24V50/60-V | with varistor
100-M12NKV4 | 32V50/60 | MINI CONTACTOR, 12A, 4-Pole: 4xNO, Multipack | 100-K12VU400M | 32V50/60 | -
100-M12NKC4 | 36V50/60 | MINI CONTACTOR, 12A, 4-Pole: 4xNO, Multipack | 100-K12KV400M | 36V50/60 | -
100-M12NKX4 | 42V50/60 | MINI CONTACTOR, 12A, 4-Pole: 4xNO, Multipack | 100-K12KW400M | 42V50/60 | -
100-M12NKH4 | 48V50/60 | MINI CONTACTOR, 12A, 4-Pole: 4xNO, Multipack | 100-K12KY400M | 48V50/60 | -
100-M12NKR4 | 60V50/60 | MINI CONTACTOR, 12A, 4-Pole: 4xNO, Multipack | 100-K12KR400M | 60V50/60 | -
100-M12NKM4 | 70V50/60 | MINI CONTACTOR, 12A, 4-Pole: 4xNO, Multipack | 100-K12VG400M | 70V50/60 | -
100-M12ND4 | 110V50/120V60 | MINI CONTACTOR, 12A, 4-Pole: 4xNO, Multipack | 100-K12D400M | 110V50/120V60 | -
100-M12NKSS4 | 125V50/60 | MINI CONTACTOR, 12A, 4-Pole: 4xNO, Multipack | 100-K12VS400M | 127V50/60 | -
100-M12NKE4 | 135V50/60 | MINI CONTACTOR, 12A, 4-Pole: 4xNO, Multipack | 100-K12VE400M | 135V50/60 | -
100-M12NKG4 | 200V50/60 | MINI CONTACTOR, 12A, 4-Pole: 4xNO, Multipack | 100-K12KG400M | 200V50/200-220V60 | -
100-M12NKL4 | 200-230V50/60 | MINI CONTACTOR, 12A, 4-Pole: 4xNO, Multipack | 100-K12KL400M | 200-230V50/60 | -
100-M12NKF4 | 230V50/60 | MINI CONTACTOR, 12A, 4-Pole: 4xNO, Multipack | 100-K12KF400M | 230V50/60 | -
100-M12NKT4 | 240V50/60 | MINI CONTACTOR, 12A, 4-Pole: 4xNO, Multipack | 100-K12KA400M | 240V50/60 | -
100-M12NKAA4 | 250V50/60 | MINI CONTACTOR, 12A, 4-Pole: 4xNO, Multipack | 100-K12VT400M | 250V50/60 | -
100-M12NKK4 | 380-400V50 | MINI CONTACTOR, 12A, 4-Pole: 4xNO, Multipack | 100-K12N400M | 380-400V50 | -
100-M12NKN4 | 400V50/60 | MINI CONTACTOR, 12A, 4-Pole: 4xNO, Multipack | 100-K12KN400M | 400V50/60 | -
100-M12NKU4 | 415V50/60 | MINI CONTACTOR, 12A, 4-Pole: 4xNO, Multipack | 100-K12KU400M | 415V50/60 | -
100-M12NB4 | 440V50/480V60 | MINI CONTACTOR, 12A, 4-Pole: 4xNO, Multipack | 100-K12B400M | 440V50/480V60 | -
100-M12NKZ4 | 500V50/60 | MINI CONTACTOR, 12A, 4-Pole: 4xNO, Multipack | 100-K12M400M | 500V50/575V60 | -
100-M12NCB4 | 575-600V60 | MINI CONTACTOR, 12A, 4-Pole: 4xNO, Multipack | 100-K12VC400M | 525V50/600V60 | -
100-M12NZRA4 | 9VDC | MINI CONTACTOR, 12A, 4-Pole: 4xNO, Multipack | 100-K12ZR400M | 9 (6...12)VDC | wide range coil 0.7…1.25xUe
100-M12NZ124 | 12VDC | MINI CONTACTOR, 12A, 4-Pole: 4xNO, Multipack | 100-K12ZQ400M | 12 (7.5...15)VDC | wide range coil 0.7…1.25xUe
100-M12NZ244 | 24VDC | MINI CONTACTOR, 12A, 4-Pole: 4xNO, Multipack | 100-K12ZJ400M | 24 (17...30)VDC | wide range coil 0.7…1.25xUe
100-M12NZD244 | 24VDC-D | MINI CONTACTOR, 12A, 4-Pole: 4xNO, Multipack | 100-K12DJ400M | 24 (17...30)VDC-D | wide range coil 0.7…1.25xUe, with diode
100-M12NZC4 | 30VDC | MINI CONTACTOR, 12A, 4-Pole: 4xNO, Multipack | 100-K12ZC400M | 30VDC | -
100-M12NZ364 | 36VDC | MINI CONTACTOR, 12A, 4-Pole: 4xNO, Multipack | 100-K12ZW400M | 36VDC | -
100-M12NZ484 | 48VDC | MINI CONTACTOR, 12A, 4-Pole: 4xNO, Multipack | 100-K12ZY400M | 48VDC | -
100-M12NZ604 | 60VDC | MINI CONTACTOR, 12A, 4-Pole: 4xNO, Multipack | 100-K12ZZ400M | 60VDC | -
100-M12NZG4 | 72VDC | MINI CONTACTOR, 12A, 4-Pole: 4xNO, Multipack | 100-K12ZG400M | 72VDC | -
100-M12NZ804 | 80VDC | MINI CONTACTOR, 12A, 4-Pole: 4xNO, Multipack | 100-K12ZE400M | 80VDC | -
100-M12NZ114 | 110VDC | MINI CONTACTOR, 12A, 4-Pole: 4xNO, Multipack | 100-K12ZD400M | 110 (93.5...137.5)VDC | wide range coil 0.7…1.25xUe
100-M12NZU4 | 120VDC | MINI CONTACTOR, 12A, 4-Pole: 4xNO, Multipack | 100-K12ZU400M | 120VDC | -
100-M12NZ34 | 125VDC | MINI CONTACTOR, 12A, 4-Pole: 4xNO, Multipack | 100-K12ZS400M | 125VDC | -
100-M12NZ24 | 220VDC | MINI CONTACTOR, 12A, 4-Pole: 4xNO, Multipack | 100-K12ZA400M | 220VDC | -
100-M12NZL4 | 240VDC | MINI CONTACTOR, 12A, 4-Pole: 4xNO, Multipack | 100-K12ZL400M | 240VDC | -
100-M12NZT4 | 250VDC | MINI CONTACTOR, 12A, 4-Pole: 4xNO, Multipack | 100-K12ZT400M | 250VDC | -
- | - | MINI CONTACTOR, 12A, 4-Pole: 3xNO + 1xNC, Multipack | 100-K12KQ300M | 12V50/60 | -
- | - | MINI CONTACTOR, 12A, 4-Pole: 3xNO + 1xNC, Multipack | 100-K12KJ300M | 24V50/60 | -
- | - | MINI CONTACTOR, 12A, 4-Pole: 3xNO + 1xNC, Multipack | 100-K12WJ300M | 24V50/60-V | with varistor
- | - | MINI CONTACTOR, 12A, 4-Pole: 3xNO + 1xNC, Multipack | 100-K12VU300M | 32V50/60 | -
- | - | MINI CONTACTOR, 12A, 4-Pole: 3xNO + 1xNC, Multipack | 100-K12KV300M | 36V50/60 | -
- | - | MINI CONTACTOR, 12A, 4-Pole: 3xNO + 1xNC, Multipack | 100-K12KW300M | 42V50/60 | -
- | - | MINI CONTACTOR, 12A, 4-Pole: 3xNO + 1xNC, Multipack | 100-K12KY300M | 48V50/60 | -
- | - | MINI CONTACTOR, 12A, 4-Pole: 3xNO + 1xNC, Multipack | 100-K12KR300M | 60V50/60 | -
- | - | MINI CONTACTOR, 12A, 4-Pole: 3xNO + 1xNC, Multipack | 100-K12VG300M | 70V50/60 | -
- | - | MINI CONTACTOR, 12A, 4-Pole: 3xNO + 1xNC, Multipack | 100-K12D300M | 110V50/120V60 | -
- | - | MINI CONTACTOR, 12A, 4-Pole: 3xNO + 1xNC, Multipack | 100-K12VS300M | 127V50/60 | -
- | - | MINI CONTACTOR, 12A, 4-Pole: 3xNO + 1xNC, Multipack | 100-K12VE300M | 135V50/60 | -
- | - | MINI CONTACTOR, 12A, 4-Pole: 3xNO + 1xNC, Multipack | 100-K12KG300M | 200V50/200-220V60 | -
- | - | MINI CONTACTOR, 12A, 4-Pole: 3xNO + 1xNC, Multipack | 100-K12KL300M | 200-230V50/60 | -
- | - | MINI CONTACTOR, 12A, 4-Pole: 3xNO + 1xNC, Multipack | 100-K12KF300M | 230V50/60 | -
- | - | MINI CONTACTOR, 12A, 4-Pole: 3xNO + 1xNC, Multipack | 100-K12KA300M | 240V50/60 | -
- | - | MINI CONTACTOR, 12A, 4-Pole: 3xNO + 1xNC, Multipack | 100-K12VT300M | 250V50/60 | -
- | - | MINI CONTACTOR, 12A, 4-Pole: 3xNO + 1xNC, Multipack | 100-K12N300M | 380-400V50 | -
- | - | MINI CONTACTOR, 12A, 4-Pole: 3xNO + 1xNC, Multipack | 100-K12KN300M | 400V50/60 | -
- | - | MINI CONTACTOR, 12A, 4-Pole: 3xNO + 1xNC, Multipack | 100-K12KU300M | 415V50/60 | -
- | - | MINI CONTACTOR, 12A, 4-Pole: 3xNO + 1xNC, Multipack | 100-K12B300M | 440V50/480V60 | -
- | - | MINI CONTACTOR, 12A, 4-Pole: 3xNO + 1xNC, Multipack | 100-K12M300M | 500V50/575V60 | -
- | - | MINI CONTACTOR, 12A, 4-Pole: 3xNO + 1xNC, Multipack | 100-K12VC300M | 525V50/600V60 | -
- | - | MINI CONTACTOR, 12A, 4-Pole: 3xNO + 1xNC, Multipack | 100-K12ZR300M | 9 (6...12)VDC | wide range coil 0.7…1.25xUe
- | - | MINI CONTACTOR, 12A, 4-Pole: 3xNO + 1xNC, Multipack | 100-K12ZQ300M | 12 (7.5...15)VDC | wide range coil 0.7…1.25xUe
- | - | MINI CONTACTOR, 12A, 4-Pole: 3xNO + 1xNC, Multipack | 100-K12ZJ300M | 24 (17...30)VDC | wide range coil 0.7…1.25xUe
- | - | MINI CONTACTOR, 12A, 4-Pole: 3xNO + 1xNC, Multipack | 100-K12DJ300M | 24 (17...30)VDC-D | wide range coil 0.7…1.25xUe, with diode
- | - | MINI CONTACTOR, 12A, 4-Pole: 3xNO + 1xNC, Multipack | 100-K12ZC300M | 30VDC | -
- | - | MINI CONTACTOR, 12A, 4-Pole: 3xNO + 1xNC, Multipack | 100-K12ZW300M | 36VDC | -
- | - | MINI CONTACTOR, 12A, 4-Pole: 3xNO + 1xNC, Multipack | 100-K12ZY300M | 48VDC | -
- | - | MINI CONTACTOR, 12A, 4-Pole: 3xNO + 1xNC, Multipack | 100-K12ZZ300M | 60VDC | -
- | - | MINI CONTACTOR, 12A, 4-Pole: 3xNO + 1xNC, Multipack | 100-K12ZG300M | 72VDC | -
- | - | MINI CONTACTOR, 12A, 4-Pole: 3xNO + 1xNC, Multipack | 100-K12ZE300M | 80VDC | -
- | - | MINI CONTACTOR, 12A, 4-Pole: 3xNO + 1xNC, Multipack | 100-K12ZD300M | 110 (93.5...137.5)VDC | wide range coil 0.7…1.25xUe
- | - | MINI CONTACTOR, 12A, 4-Pole: 3xNO + 1xNC, Multipack | 100-K12ZU300M | 120VDC | -
- | - | MINI CONTACTOR, 12A, 4-Pole: 3xNO + 1xNC, Multipack | 100-K12ZS300M | 125VDC | -
- | - | MINI CONTACTOR, 12A, 4-Pole: 3xNO + 1xNC, Multipack | 100-K12ZA300M | 220VDC | -
- | - | MINI CONTACTOR, 12A, 4-Pole: 3xNO + 1xNC, Multipack | 100-K12ZL300M | 240VDC | -
- | - | MINI CONTACTOR, 12A, 4-Pole: 3xNO + 1xNC, Multipack | 100-K12ZT300M | 250VDC | -
- | - | MINI CONTACTOR, 12A, 4-Pole: 2xNO + 2xNC, Multipack | 100-K12KQ200M | 12V50/60 | -
- | - | MINI CONTACTOR, 12A, 4-Pole: 2xNO + 2xNC, Multipack | 100-K12KJ200M | 24V50/60 | -
- | - | MINI CONTACTOR, 12A, 4-Pole: 2xNO + 2xNC, Multipack | 100-K12WJ200M | 24V50/60-V | with varistor
- | - | MINI CONTACTOR, 12A, 4-Pole: 2xNO + 2xNC, Multipack | 100-K12VU200M | 32V50/60 | -
- | - | MINI CONTACTOR, 12A, 4-Pole: 2xNO + 2xNC, Multipack | 100-K12KV200M | 36V50/60 | -
- | - | MINI CONTACTOR, 12A, 4-Pole: 2xNO + 2xNC, Multipack | 100-K12KW200M | 42V50/60 | -
- | - | MINI CONTACTOR, 12A, 4-Pole: 2xNO + 2xNC, Multipack | 100-K12KY200M | 48V50/60 | -
- | - | MINI CONTACTOR, 12A, 4-Pole: 2xNO + 2xNC, Multipack | 100-K12KR200M | 60V50/60 | -
- | - | MINI CONTACTOR, 12A, 4-Pole: 2xNO + 2xNC, Multipack | 100-K12VG200M | 70V50/60 | -
- | - | MINI CONTACTOR, 12A, 4-Pole: 2xNO + 2xNC, Multipack | 100-K12D200M | 110V50/120V60 | -
- | - | MINI CONTACTOR, 12A, 4-Pole: 2xNO + 2xNC, Multipack | 100-K12VS200M | 127V50/60 | -
- | - | MINI CONTACTOR, 12A, 4-Pole: 2xNO + 2xNC, Multipack | 100-K12VE200M | 135V50/60 | -
- | - | MINI CONTACTOR, 12A, 4-Pole: 2xNO + 2xNC, Multipack | 100-K12KG200M | 200V50/200-220V60 | -
- | - | MINI CONTACTOR, 12A, 4-Pole: 2xNO + 2xNC, Multipack | 100-K12KL200M | 200-230V50/60 | -
- | - | MINI CONTACTOR, 12A, 4-Pole: 2xNO + 2xNC, Multipack | 100-K12KF200M | 230V50/60 | -
- | - | MINI CONTACTOR, 12A, 4-Pole: 2xNO + 2xNC, Multipack | 100-K12KA200M | 240V50/60 | -
- | - | MINI CONTACTOR, 12A, 4-Pole: 2xNO + 2xNC, Multipack | 100-K12VT200M | 250V50/60 | -
- | - | MINI CONTACTOR, 12A, 4-Pole: 2xNO + 2xNC, Multipack | 100-K12N200M | 380-400V50 | -
- | - | MINI CONTACTOR, 12A, 4-Pole: 2xNO + 2xNC, Multipack | 100-K12KN200M | 400V50/60 | -
- | - | MINI CONTACTOR, 12A, 4-Pole: 2xNO + 2xNC, Multipack | 100-K12KU200M | 415V50/60 | -
- | - | MINI CONTACTOR, 12A, 4-Pole: 2xNO + 2xNC, Multipack | 100-K12B200M | 440V50/480V60 | -
- | - | MINI CONTACTOR, 12A, 4-Pole: 2xNO + 2xNC, Multipack | 100-K12M200M | 500V50/575V60 | -
- | - | MINI CONTACTOR, 12A, 4-Pole: 2xNO + 2xNC, Multipack | 100-K12VC200M | 525V50/600V60 | -
- | - | MINI CONTACTOR, 12A, 4-Pole: 2xNO + 2xNC, Multipack | 100-K12ZR200M | 9 (6...12)VDC | wide range coil 0.7…1.25xUe
- | - | MINI CONTACTOR, 12A, 4-Pole: 2xNO + 2xNC, Multipack | 100-K12ZQ200M | 12 (7.5...15)VDC | wide range coil 0.7…1.25xUe
- | - | MINI CONTACTOR, 12A, 4-Pole: 2xNO + 2xNC, Multipack | 100-K12ZJ200M | 24 (17...30)VDC | wide range coil 0.7…1.25xUe
- | - | MINI CONTACTOR, 12A, 4-Pole: 2xNO + 2xNC, Multipack | 100-K12DJ200M | 24 (17...30)VDC-D | wide range coil 0.7…1.25xUe, with diode
- | - | MINI CONTACTOR, 12A, 4-Pole: 2xNO + 2xNC, Multipack | 100-K12ZC200M | 30VDC | -
- | - | MINI CONTACTOR, 12A, 4-Pole: 2xNO + 2xNC, Multipack | 100-K12ZW200M | 36VDC | -
- | - | MINI CONTACTOR, 12A, 4-Pole: 2xNO + 2xNC, Multipack | 100-K12ZY200M | 48VDC | -
- | - | MINI CONTACTOR, 12A, 4-Pole: 2xNO + 2xNC, Multipack | 100-K12ZZ200M | 60VDC | -
- | - | MINI CONTACTOR, 12A, 4-Pole: 2xNO + 2xNC, Multipack | 100-K12ZG200M | 72VDC | -
- | - | MINI CONTACTOR, 12A, 4-Pole: 2xNO + 2xNC, Multipack | 100-K12ZE200M | 80VDC | -
- | - | MINI CONTACTOR, 12A, 4-Pole: 2xNO + 2xNC, Multipack | 100-K12ZD200M | 110 (93.5...137.5)VDC | wide range coil 0.7…1.25xUe
- | - | MINI CONTACTOR, 12A, 4-Pole: 2xNO + 2xNC, Multipack | 100-K12ZU200M | 120VDC | -
- | - | MINI CONTACTOR, 12A, 4-Pole: 2xNO + 2xNC, Multipack | 100-K12ZS200M | 125VDC | -
- | - | MINI CONTACTOR, 12A, 4-Pole: 2xNO + 2xNC, Multipack | 100-K12ZA200M | 220VDC | -
- | - | MINI CONTACTOR, 12A, 4-Pole: 2xNO + 2xNC, Multipack | 100-K12ZL200M | 240VDC | -
- | - | MINI CONTACTOR, 12A, 4-Pole: 2xNO + 2xNC, Multipack | 100-K12ZT200M | 250VDC | -
700-MB400KQ | 12V50/60 | CONTROL RELAY, 4-pole: 4xNO, Multipack | 700-K40E-KQM | 12V50/60 | -
700-MB400A24 | 24V50/60 | CONTROL RELAY, 4-pole: 4xNO, Multipack | 700-K40E-KJM | 24V50/60 | -
700-MB400VA24 | 24V50/60-V | CONTROL RELAY, 4-pole: 4xNO, Multipack | 700-K40E-WJM | 24V50/60-V | with varistor
700-MB400KV | 32V50/60 | CONTROL RELAY, 4-pole: 4xNO, Multipack | 700-K40E-VUM | 32V50/60 | -
700-MB400KC | 36V50/60 | CONTROL RELAY, 4-pole: 4xNO, Multipack | 700-K40E-KVM | 36V50/60 | -
700-MB400KX | 42V50/60 | CONTROL RELAY, 4-pole: 4xNO, Multipack | 700-K40E-KWM | 42V50/60 | -
700-MB400A48 | 48V50/60 | CONTROL RELAY, 4-pole: 4xNO, Multipack | 700-K40E-KYM | 48V50/60 | -
700-MB400KR | 60V50/60 | CONTROL RELAY, 4-pole: 4xNO, Multipack | 700-K40E-KRM | 60V50/60 | -
700-MB400KM | 70V50/60 | CONTROL RELAY, 4-pole: 4xNO, Multipack | 700-K40E-VGM | 70V50/60 | -
700-MB400A1 | 100V50/110-120V60 | CONTROL RELAY, 4-pole: 4xNO, Multipack | 700-K40E-DM | 110V50/120V60 | -
700-MB400A8 | 125V50/60 | CONTROL RELAY, 4-pole: 4xNO, Multipack | 700-K40E-VSM | 127V50/60 | -
700-MB400KE | 135V50/60 | CONTROL RELAY, 4-pole: 4xNO, Multipack | 700-K40E-VEM | 135V50/60 | -
700-MB400KG | 200V50/60 | CONTROL RELAY, 4-pole: 4xNO, Multipack | 700-K40E-KGM | 200V50/200-220V60 | -
700-MB400KL | 200-230V50/60 | CONTROL RELAY, 4-pole: 4xNO, Multipack | 700-K40E-KLM | 200-230V50/60 | -
700-MB400KF | 230V50/60 | CONTROL RELAY, 4-pole: 4xNO, Multipack | 700-K40E-KFM | 230V50/60 | -
700-MB400A2 | 220-230V50/230-240V60 | CONTROL RELAY, 4-pole: 4xNO, Multipack | 700-K40E-KFM | 230V50/60 | -
700-MB400A23 | 240V50/60 | CONTROL RELAY, 4-pole: 4xNO, Multipack | 700-K40E-KAM | 240V50/60 | -
700-MB400KAA | 250V50/60 | CONTROL RELAY, 4-pole: 4xNO, Multipack | 700-K40E-VTM | 250V50/60 | -
700-MB400A3 | 380V50/60 | CONTROL RELAY, 4-pole: 4xNO, Multipack | 700-K40E-NM | 380-400V50 | -
700-MB400KN | 400V50/60 | CONTROL RELAY, 4-pole: 4xNO, Multipack | 700-K40E-KNM | 400V50/60 | -
700-MB400KU | 415V50/60 | CONTROL RELAY, 4-pole: 4xNO, Multipack | 700-K40E-KUM | 415V50/60 | -
700-MB400A4 | 440V50/440-480V60 | CONTROL RELAY, 4-pole: 4xNO, Multipack | 700-K40E-BM | 440V50/480V60 | -
700-MB400KZ | 500V50/60 | CONTROL RELAY, 4-pole: 4xNO, Multipack | 700-K40E-MM | 500V50/575V60 | -
700-MB400CB | 575-600V60 | CONTROL RELAY, 4-pole: 4xNO, Multipack | 700-K40E-VCM | 525V50/600V60 | -
700DC-MB400ZRA | 9VDC | CONTROL RELAY, 4-pole: 4xNO, Multipack | 700-K40E-ZRM | 9 (6...12)VDC | wide range coil 0.7…1.25xUe
700DC-MB400Z12 | 12VDC | CONTROL RELAY, 4-pole: 4xNO, Multipack | 700-K40E-ZQM | 12 (7.5...15)VDC | wide range coil 0.7…1.25xUe
700DC-MB400Z24 | 24VDC | CONTROL RELAY, 4-pole: 4xNO, Multipack | 700-K40E-ZJM | 24 (17...30)VDC | wide range coil 0.7…1.25xUe
700DC-MB400D24 | 24VDC-D | CONTROL RELAY, 4-pole: 4xNO, Multipack | 700-K40E-DJM | 24 (17...30)VDC-D | wide range coil 0.7…1.25xUe, with diode
700DC-MB400ZC | 30VDC | CONTROL RELAY, 4-pole: 4xNO, Multipack | 700-K40E-ZCM | 30VDC | -
700DC-MB400Z36 | 36VDC | CONTROL RELAY, 4-pole: 4xNO, Multipack | 700-K40E-ZWM | 36VDC | -
700DC-MB400Z48 | 48VDC | CONTROL RELAY, 4-pole: 4xNO, Multipack | 700-K40E-ZYM | 48VDC | -
700DC-MB400Z60 | 60VDC | CONTROL RELAY, 4-pole: 4xNO, Multipack | 700-K40E-ZZM | 60VDC | -
700DC-MB400ZG | 72VDC | CONTROL RELAY, 4-pole: 4xNO, Multipack | 700-K40E-ZGM | 72VDC | -
700DC-MB400Z80 | 80VDC | CONTROL RELAY, 4-pole: 4xNO, Multipack | 700-K40E-ZEM | 80VDC | -
700DC-MB400Z11 | 110VDC | CONTROL RELAY, 4-pole: 4xNO, Multipack | 700-K40E-ZDM | 110 (93.5...137.5)VDC | wide range coil 0.7…1.25xUe
700DC-MB400ZU | 120VDC | CONTROL RELAY, 4-pole: 4xNO, Multipack | 700-K40E-ZUM | 120VDC | -
700DC-MB400Z3 | 125VDC | CONTROL RELAY, 4-pole: 4xNO, Multipack | 700-K40E-ZSM | 125VDC | -
700DC-MB400Z2 | 220VDC | CONTROL RELAY, 4-pole: 4xNO, Multipack | 700-K40E-ZAM | 220VDC | -
700DC-MB400ZL | 240VDC | CONTROL RELAY, 4-pole: 4xNO, Multipack | 700-K40E-ZLM | 240VDC | -
700DC-MB400ZT | 250VDC | CONTROL RELAY, 4-pole: 4xNO, Multipack | 700-K40E-ZTM | 250VDC | -
700-MB310KQ | 12V50/60 | CONTROL RELAY, 4-pole: 3xNO + 1xNC, Multipack | 700-K31Z-KQM | 12V50/60 | -
700-MB310A24 | 24V50/60 | CONTROL RELAY, 4-pole: 3xNO + 1xNC, Multipack | 700-K31Z-KJM | 24V50/60 | -
700-MB310VA24 | 24V50/60-V | CONTROL RELAY, 4-pole: 3xNO + 1xNC, Multipack | 700-K31Z-WJM | 24V50/60-V | with varistor
700-MB310KV | 32V50/60 | CONTROL RELAY, 4-pole: 3xNO + 1xNC, Multipack | 700-K31Z-VUM | 32V50/60 | -
700-MB310KC | 36V50/60 | CONTROL RELAY, 4-pole: 3xNO + 1xNC, Multipack | 700-K31Z-KVM | 36V50/60 | -
700-MB310KX | 42V50/60 | CONTROL RELAY, 4-pole: 3xNO + 1xNC, Multipack | 700-K31Z-KWM | 42V50/60 | -
700-MB310A48 | 48V50/60 | CONTROL RELAY, 4-pole: 3xNO + 1xNC, Multipack | 700-K31Z-KYM | 48V50/60 | -
700-MB310KR | 60V50/60 | CONTROL RELAY, 4-pole: 3xNO + 1xNC, Multipack | 700-K31Z-KRM | 60V50/60 | -
700-MB310KM | 70V50/60 | CONTROL RELAY, 4-pole: 3xNO + 1xNC, Multipack | 700-K31Z-VGM | 70V50/60 | -
700-MB310A1 | 100V50/110-120V60 | CONTROL RELAY, 4-pole: 3xNO + 1xNC, Multipack | 700-K31Z-DM | 110V50/120V60 | -
700-MB310A8 | 125V50/60 | CONTROL RELAY, 4-pole: 3xNO + 1xNC, Multipack | 700-K31Z-VSM | 127V50/60 | -
700-MB310KE | 135V50/60 | CONTROL RELAY, 4-pole: 3xNO + 1xNC, Multipack | 700-K31Z-VEM | 135V50/60 | -
700-MB310KG | 200V50/60 | CONTROL RELAY, 4-pole: 3xNO + 1xNC, Multipack | 700-K31Z-KGM | 200V50/200-220V60 | -
700-MB310KL | 200-230V50/60 | CONTROL RELAY, 4-pole: 3xNO + 1xNC, Multipack | 700-K31Z-KLM | 200-230V50/60 | -
700-MB310KF | 230V50/60 | CONTROL RELAY, 4-pole: 3xNO + 1xNC, Multipack | 700-K31Z-KFM | 230V50/60 | -
700-MB310A2 | 220-230V50/230-240V60 | CONTROL RELAY, 4-pole: 3xNO + 1xNC, Multipack | 700-K31Z-KFM | 230V50/60 | -
700-MB310A23 | 240V50/60 | CONTROL RELAY, 4-pole: 3xNO + 1xNC, Multipack | 700-K31Z-KAM | 240V50/60 | -
700-MB310KAA | 250V50/60 | CONTROL RELAY, 4-pole: 3xNO + 1xNC, Multipack | 700-K31Z-VTM | 250V50/60 | -
700-MB310A3 | 380V50/60 | CONTROL RELAY, 4-pole: 3xNO + 1xNC, Multipack | 700-K31Z-NM | 380-400V50 | -
700-MB310KN | 400V50/60 | CONTROL RELAY, 4-pole: 3xNO + 1xNC, Multipack | 700-K31Z-KNM | 400V50/60 | -
700-MB310KU | 415V50/60 | CONTROL RELAY, 4-pole: 3xNO + 1xNC, Multipack | 700-K31Z-KUM | 415V50/60 | -
700-MB310A4 | 440V50/440-480V60 | CONTROL RELAY, 4-pole: 3xNO + 1xNC, Multipack | 700-K31Z-BM | 440V50/480V60 | -
700-MB310KZ | 500V50/60 | CONTROL RELAY, 4-pole: 3xNO + 1xNC, Multipack | 700-K31Z-MM | 500V50/575V60 | -
700-MB310CB | 575-600V60 | CONTROL RELAY, 4-pole: 3xNO + 1xNC, Multipack | 700-K31Z-VCM | 525V50/600V60 | -
700DC-MB310ZRA | 9VDC | CONTROL RELAY, 4-pole: 3xNO + 1xNC, Multipack | 700-K31Z-ZRM | 9 (6...12)VDC | wide range coil 0.7…1.25xUe
700DC-MB310Z12 | 12VDC | CONTROL RELAY, 4-pole: 3xNO + 1xNC, Multipack | 700-K31Z-ZQM | 12 (7.5...15)VDC | wide range coil 0.7…1.25xUe
700DC-MB310Z24 | 24VDC | CONTROL RELAY, 4-pole: 3xNO + 1xNC, Multipack | 700-K31Z-ZJM | 24 (17...30)VDC | wide range coil 0.7…1.25xUe
700DC-MB310D24 | 24VDC-D | CONTROL RELAY, 4-pole: 3xNO + 1xNC, Multipack | 700-K31Z-DJM | 24 (17...30)VDC-D | wide range coil 0.7…1.25xUe, with diode
700DC-MB310ZC | 30VDC | CONTROL RELAY, 4-pole: 3xNO + 1xNC, Multipack | 700-K31Z-ZCM | 30VDC | -
700DC-MB310Z36 | 36VDC | CONTROL RELAY, 4-pole: 3xNO + 1xNC, Multipack | 700-K31Z-ZWM | 36VDC | -
700DC-MB310Z48 | 48VDC | CONTROL RELAY, 4-pole: 3xNO + 1xNC, Multipack | 700-K31Z-ZYM | 48VDC | -
700DC-MB310Z60 | 60VDC | CONTROL RELAY, 4-pole: 3xNO + 1xNC, Multipack | 700-K31Z-ZZM | 60VDC | -
700DC-MB310ZG | 72VDC | CONTROL RELAY, 4-pole: 3xNO + 1xNC, Multipack | 700-K31Z-ZGM | 72VDC | -
700DC-MB310Z80 | 80VDC | CONTROL RELAY, 4-pole: 3xNO + 1xNC, Multipack | 700-K31Z-ZEM | 80VDC | -
700DC-MB310Z11 | 110VDC | CONTROL RELAY, 4-pole: 3xNO + 1xNC, Multipack | 700-K31Z-ZDM | 110 (93.5...137.5)VDC | wide range coil 0.7…1.25xUe
700DC-MB310ZU | 120VDC | CONTROL RELAY, 4-pole: 3xNO + 1xNC, Multipack | 700-K31Z-ZUM | 120VDC | -
700DC-MB310Z3 | 125VDC | CONTROL RELAY, 4-pole: 3xNO + 1xNC, Multipack | 700-K31Z-ZSM | 125VDC | -
700DC-MB310Z2 | 220VDC | CONTROL RELAY, 4-pole: 3xNO + 1xNC, Multipack | 700-K31Z-ZAM | 220VDC | -
700DC-MB310ZL | 240VDC | CONTROL RELAY, 4-pole: 3xNO + 1xNC, Multipack | 700-K31Z-ZLM | 240VDC | -
700DC-MB310ZT | 250VDC | CONTROL RELAY, 4-pole: 3xNO + 1xNC, Multipack | 700-K31Z-ZTM | 250VDC | -
700-MB220KQ | 12V50/60 | CONTROL RELAY, 4-pole: 2xNO + 2xNC, Multipack | 700-K22Z-KQM | 12V50/60 | -
700-MB220A24 | 24V50/60 | CONTROL RELAY, 4-pole: 2xNO + 2xNC, Multipack | 700-K22Z-KJM | 24V50/60 | -
700-MB220VA24 | 24V50/60-V | CONTROL RELAY, 4-pole: 2xNO + 2xNC, Multipack | 700-K22Z-WJM | 24V50/60-V | with varistor
700-MB220KV | 32V50/60 | CONTROL RELAY, 4-pole: 2xNO + 2xNC, Multipack | 700-K22Z-VUM | 32V50/60 | -
700-MB220KC | 36V50/60 | CONTROL RELAY, 4-pole: 2xNO + 2xNC, Multipack | 700-K22Z-KVM | 36V50/60 | -
700-MB220KX | 42V50/60 | CONTROL RELAY, 4-pole: 2xNO + 2xNC, Multipack | 700-K22Z-KWM | 42V50/60 | -
700-MB220A48 | 48V50/60 | CONTROL RELAY, 4-pole: 2xNO + 2xNC, Multipack | 700-K22Z-KYM | 48V50/60 | -
700-MB220KR | 60V50/60 | CONTROL RELAY, 4-pole: 2xNO + 2xNC, Multipack | 700-K22Z-KRM | 60V50/60 | -
700-MB220KM | 70V50/60 | CONTROL RELAY, 4-pole: 2xNO + 2xNC, Multipack | 700-K22Z-VGM | 70V50/60 | -
700-MB220A1 | 100V50/110-120V60 | CONTROL RELAY, 4-pole: 2xNO + 2xNC, Multipack | 700-K22Z-DM | 110V50/120V60 | -
700-MB220A8 | 125V50/60 | CONTROL RELAY, 4-pole: 2xNO + 2xNC, Multipack | 700-K22Z-VSM | 127V50/60 | -
700-MB220KE | 135V50/60 | CONTROL RELAY, 4-pole: 2xNO + 2xNC, Multipack | 700-K22Z-VEM | 135V50/60 | -
700-MB220KG | 200V50/60 | CONTROL RELAY, 4-pole: 2xNO + 2xNC, Multipack | 700-K22Z-KGM | 200V50/200-220V60 | -
700-MB220KL | 200-230V50/60 | CONTROL RELAY, 4-pole: 2xNO + 2xNC, Multipack | 700-K22Z-KLM | 200-230V50/60 | -
700-MB220KF | 230V50/60 | CONTROL RELAY, 4-pole: 2xNO + 2xNC, Multipack | 700-K22Z-KFM | 230V50/60 | -
700-MB220A2 | 220-230V50/230-240V60 | CONTROL RELAY, 4-pole: 2xNO + 2xNC, Multipack | 700-K22Z-KFM | 230V50/60 | -
700-MB220A23 | 240V50/60 | CONTROL RELAY, 4-pole: 2xNO + 2xNC, Multipack | 700-K22Z-KAM | 240V50/60 | -
700-MB220KAA | 250V50/60 | CONTROL RELAY, 4-pole: 2xNO + 2xNC, Multipack | 700-K22Z-VTM | 250V50/60 | -
700-MB220A3 | 380V50/60 | CONTROL RELAY, 4-pole: 2xNO + 2xNC, Multipack | 700-K22Z-NM | 380-400V50 | -
700-MB220KN | 400V50/60 | CONTROL RELAY, 4-pole: 2xNO + 2xNC, Multipack | 700-K22Z-KNM | 400V50/60 | -
700-MB220KU | 415V50/60 | CONTROL RELAY, 4-pole: 2xNO + 2xNC, Multipack | 700-K22Z-KUM | 415V50/60 | -
700-MB220A4 | 440V50/440-480V60 | CONTROL RELAY, 4-pole: 2xNO + 2xNC, Multipack | 700-K22Z-BM | 440V50/480V60 | -
700-MB220KZ | 500V50/60 | CONTROL RELAY, 4-pole: 2xNO + 2xNC, Multipack | 700-K22Z-MM | 500V50/575V60 | -
700-MB220CB | 575-600V60 | CONTROL RELAY, 4-pole: 2xNO + 2xNC, Multipack | 700-K22Z-VCM | 525V50/600V60 | -
700DC-MB220ZRA | 9VDC | CONTROL RELAY, 4-pole: 2xNO + 2xNC, Multipack | 700-K22Z-ZRM | 9 (6...12)VDC | wide range coil 0.7…1.25xUe
700DC-MB220Z12 | 12VDC | CONTROL RELAY, 4-pole: 2xNO + 2xNC, Multipack | 700-K22Z-ZQM | 12 (7.5...15)VDC | wide range coil 0.7…1.25xUe
700DC-MB220Z24 | 24VDC | CONTROL RELAY, 4-pole: 2xNO + 2xNC, Multipack | 700-K22Z-ZJM | 24 (17...30)VDC | wide range coil 0.7…1.25xUe
700DC-MB220D24 | 24VDC-D | CONTROL RELAY, 4-pole: 2xNO + 2xNC, Multipack | 700-K22Z-DJM | 24 (17...30)VDC-D | wide range coil 0.7…1.25xUe, with diode
700DC-MB220ZC | 30VDC | CONTROL RELAY, 4-pole: 2xNO + 2xNC, Multipack | 700-K22Z-ZCM | 30VDC | -
700DC-MB220Z36 | 36VDC | CONTROL RELAY, 4-pole: 2xNO + 2xNC, Multipack | 700-K22Z-ZWM | 36VDC | -
700DC-MB220Z48 | 48VDC | CONTROL RELAY, 4-pole: 2xNO + 2xNC, Multipack | 700-K22Z-ZYM | 48VDC | -
700DC-MB220Z60 | 60VDC | CONTROL RELAY, 4-pole: 2xNO + 2xNC, Multipack | 700-K22Z-ZZM | 60VDC | -
700DC-MB220ZG | 72VDC | CONTROL RELAY, 4-pole: 2xNO + 2xNC, Multipack | 700-K22Z-ZGM | 72VDC | -
700DC-MB220Z80 | 80VDC | CONTROL RELAY, 4-pole: 2xNO + 2xNC, Multipack | 700-K22Z-ZEM | 80VDC | -
700DC-MB220Z11 | 110VDC | CONTROL RELAY, 4-pole: 2xNO + 2xNC, Multipack | 700-K22Z-ZDM | 110 (93.5...137.5)VDC | wide range coil 0.7…1.25xUe
700DC-MB220ZU | 120VDC | CONTROL RELAY, 4-pole: 2xNO + 2xNC, Multipack | 700-K22Z-ZUM | 120VDC | -
700DC-MB220Z3 | 125VDC | CONTROL RELAY, 4-pole: 2xNO + 2xNC, Multipack | 700-K22Z-ZSM | 125VDC | -
700DC-MB220Z2 | 220VDC | CONTROL RELAY, 4-pole: 2xNO + 2xNC, Multipack | 700-K22Z-ZAM | 220VDC | -
700DC-MB220ZL | 240VDC | CONTROL RELAY, 4-pole: 2xNO + 2xNC, Multipack | 700-K22Z-ZLM | 240VDC | -
700DC-MB220ZT | 250VDC | CONTROL RELAY, 4-pole: 2xNO + 2xNC, Multipack | 700-K22Z-ZTM | 250VDC | -
- | - | CONTROL RELAY, 4-pole: 1xNO + 1xNC + 1xEM + 1xLB, Multipack | 700-KL22Z-KQM | 12V50/60 | -
- | - | CONTROL RELAY, 4-pole: 1xNO + 1xNC + 1xEM + 1xLB, Multipack | 700-KL22Z-KJM | 24V50/60 | -
- | - | CONTROL RELAY, 4-pole: 1xNO + 1xNC + 1xEM + 1xLB, Multipack | 700-KL22Z-WJM | 24V50/60-V | with varistor
- | - | CONTROL RELAY, 4-pole: 1xNO + 1xNC + 1xEM + 1xLB, Multipack | 700-KL22Z-VUM | 32V50/60 | -
- | - | CONTROL RELAY, 4-pole: 1xNO + 1xNC + 1xEM + 1xLB, Multipack | 700-KL22Z-KVM | 36V50/60 | -
- | - | CONTROL RELAY, 4-pole: 1xNO + 1xNC + 1xEM + 1xLB, Multipack | 700-KL22Z-KWM | 42V50/60 | -
- | - | CONTROL RELAY, 4-pole: 1xNO + 1xNC + 1xEM + 1xLB, Multipack | 700-KL22Z-KYM | 48V50/60 | -
- | - | CONTROL RELAY, 4-pole: 1xNO + 1xNC + 1xEM + 1xLB, Multipack | 700-KL22Z-KRM | 60V50/60 | -
- | - | CONTROL RELAY, 4-pole: 1xNO + 1xNC + 1xEM + 1xLB, Multipack | 700-KL22Z-VGM | 70V50/60 | -
- | - | CONTROL RELAY, 4-pole: 1xNO + 1xNC + 1xEM + 1xLB, Multipack | 700-KL22Z-DM | 110V50/120V60 | -
- | - | CONTROL RELAY, 4-pole: 1xNO + 1xNC + 1xEM + 1xLB, Multipack | 700-KL22Z-VSM | 127V50/60 | -
- | - | CONTROL RELAY, 4-pole: 1xNO + 1xNC + 1xEM + 1xLB, Multipack | 700-KL22Z-VEM | 135V50/60 | -
- | - | CONTROL RELAY, 4-pole: 1xNO + 1xNC + 1xEM + 1xLB, Multipack | 700-KL22Z-KGM | 200V50/200-220V60 | -
- | - | CONTROL RELAY, 4-pole: 1xNO + 1xNC + 1xEM + 1xLB, Multipack | 700-KL22Z-KLM | 200-230V50/60 | -
- | - | CONTROL RELAY, 4-pole: 1xNO + 1xNC + 1xEM + 1xLB, Multipack | 700-KL22Z-KFM | 230V50/60 | -
- | - | CONTROL RELAY, 4-pole: 1xNO + 1xNC + 1xEM + 1xLB, Multipack | 700-KL22Z-KAM | 240V50/60 | -
- | - | CONTROL RELAY, 4-pole: 1xNO + 1xNC + 1xEM + 1xLB, Multipack | 700-KL22Z-VTM | 250V50/60 | -
- | - | CONTROL RELAY, 4-pole: 1xNO + 1xNC + 1xEM + 1xLB, Multipack | 700-KL22Z-NM | 380-400V50 | -
- | - | CONTROL RELAY, 4-pole: 1xNO + 1xNC + 1xEM + 1xLB, Multipack | 700-KL22Z-KNM | 400V50/60 | -
- | - | CONTROL RELAY, 4-pole: 1xNO + 1xNC + 1xEM + 1xLB, Multipack | 700-KL22Z-KUM | 415V50/60 | -
- | - | CONTROL RELAY, 4-pole: 1xNO + 1xNC + 1xEM + 1xLB, Multipack | 700-KL22Z-BM | 440V50/480V60 | -
- | - | CONTROL RELAY, 4-pole: 1xNO + 1xNC + 1xEM + 1xLB, Multipack | 700-KL22Z-MM | 500V50/575V60 | -
- | - | CONTROL RELAY, 4-pole: 1xNO + 1xNC + 1xEM + 1xLB, Multipack | 700-KL22Z-VCM | 525V50/600V60 | -
- | - | CONTROL RELAY, 4-pole: 1xNO + 1xNC + 1xEM + 1xLB, Multipack | 700-KL22Z-ZRM | 9 (6...12)VDC | wide range coil 0.7…1.25xUe
- | - | CONTROL RELAY, 4-pole: 1xNO + 1xNC + 1xEM + 1xLB, Multipack | 700-KL22Z-ZQM | 12 (7.5...15)VDC | wide range coil 0.7…1.25xUe
- | - | CONTROL RELAY, 4-pole: 1xNO + 1xNC + 1xEM + 1xLB, Multipack | 700-KL22Z-ZJM | 24 (17...30)VDC | wide range coil 0.7…1.25xUe
- | - | CONTROL RELAY, 4-pole: 1xNO + 1xNC + 1xEM + 1xLB, Multipack | 700-KL22Z-DJM | 24 (17...30)VDC-D | wide range coil 0.7…1.25xUe, with diode
- | - | CONTROL RELAY, 4-pole: 1xNO + 1xNC + 1xEM + 1xLB, Multipack | 700-KL22Z-ZCM | 30VDC | -
- | - | CONTROL RELAY, 4-pole: 1xNO + 1xNC + 1xEM + 1xLB, Multipack | 700-KL22Z-ZWM | 36VDC | -
- | - | CONTROL RELAY, 4-pole: 1xNO + 1xNC + 1xEM + 1xLB, Multipack | 700-KL22Z-ZYM | 48VDC | -
- | - | CONTROL RELAY, 4-pole: 1xNO + 1xNC + 1xEM + 1xLB, Multipack | 700-KL22Z-ZZM | 60VDC | -
- | - | CONTROL RELAY, 4-pole: 1xNO + 1xNC + 1xEM + 1xLB, Multipack | 700-KL22Z-ZGM | 72VDC | -
- | - | CONTROL RELAY, 4-pole: 1xNO + 1xNC + 1xEM + 1xLB, Multipack | 700-KL22Z-ZEM | 80VDC | -
- | - | CONTROL RELAY, 4-pole: 1xNO + 1xNC + 1xEM + 1xLB, Multipack | 700-KL22Z-ZDM | 110 (93.5...137.5)VDC | wide range coil 0.7…1.25xUe
- | - | CONTROL RELAY, 4-pole: 1xNO + 1xNC + 1xEM + 1xLB, Multipack | 700-KL22Z-ZUM | 120VDC | -
- | - | CONTROL RELAY, 4-pole: 1xNO + 1xNC + 1xEM + 1xLB, Multipack | 700-KL22Z-ZSM | 125VDC | -
- | - | CONTROL RELAY, 4-pole: 1xNO + 1xNC + 1xEM + 1xLB, Multipack | 700-KL22Z-ZAM | 220VDC | -
- | - | CONTROL RELAY, 4-pole: 1xNO + 1xNC + 1xEM + 1xLB, Multipack | 700-KL22Z-ZLM | 240VDC | -
- | - | CONTROL RELAY, 4-pole: 1xNO + 1xNC + 1xEM + 1xLB, Multipack | 700-KL22Z-ZTM | 250VDC | -
- | - | AUXILIARY CONTACTS FRONT MNT. | 100-KFC02 |  | -
- | - | AUXILIARY CONTACTS FRONT MNT. | 100-KFC11 |  | -
- | - | AUXILIARY CONTACTS FRONT MNT. | 100-KFA20E |  | -
- | - | AUXILIARY CONTACTS FRONT MNT. | 100-KFC22 |  | -
- | - | AUXILIARY CONTACTS FRONT MNT. | 100-KFA40E |  | -
- | - | AUXILIARY CONTACTS FRONT MNT. | 100-KFA02E |  | -
- | - | AUXILIARY CONTACTS FRONT MNT. | 100-KFA11E |  | -
- | - | AUXILIARY CONTACTS FRONT MNT. | 100-KFA04E |  | -
- | - | AUXILIARY CONTACTS FRONT MNT. | 100-KFA22Z |  | -
- | - | AUXILIARY CONTACTS FRONT MNT. | 100-KFA13E |  | -
- | - | AUXILIARY CONTACTS FRONT MNT. | 100-KFC20 |  | -
- | - | AUXILIARY CONTACTS FRONT MNT. | 100-KFC40 |  | -
- | - | AUXILIARY CONTACTS FRONT MNT. | 100-KFC31 |  | -
- | - | AUXILIARY CONTACTS FRONT MNT. | 100-KFA31Z |  | -
- | - | AUXILIARY CONTACTS FRONT MNT. | 100-KFAL22Z |  | -
- | - | AUXILIARY CONTACTS FRONT MNT. | 100-KFC13 |  | -
- | - | AUXILIARY CONTACTS FRONT MNT. | 100-KFC04 |  | -
195-MB02 | - | AUXILIARY CONTACTS FRONT MNT. | 100-KFC02M | new also in single pack units available | -
195-MB11 | - | AUXILIARY CONTACTS FRONT MNT. | 100-KFC11M | new also in single pack units available | -
195-MA20 | - | AUXILIARY CONTACTS FRONT MNT. | 100-KFA20EM | new also in single pack units available | -
195-MB22 | - | AUXILIARY CONTACTS FRONT MNT. | 100-KFC22M | new also in single pack units available | -
195-MA40 | - | AUXILIARY CONTACTS FRONT MNT. | 100-KFA40EM | new also in single pack units available | -
195-MA02 | - | AUXILIARY CONTACTS FRONT MNT. | 100-KFA02EM | new also in single pack units available | -
195-MA11 | - | AUXILIARY CONTACTS FRONT MNT. | 100-KFA11EM | new also in single pack units available | -
195-MA04 | - | AUXILIARY CONTACTS FRONT MNT. | 100-KFA04EM | new also in single pack units available | -
195-MA22 | - | AUXILIARY CONTACTS FRONT MNT. | 100-KFA22ZM | new also in single pack units available | -
195-MA13 | - | AUXILIARY CONTACTS FRONT MNT. | 100-KFA13EM | new also in single pack units available | -
195-MB20 | - | AUXILIARY CONTACTS FRONT MNT. | 100-KFC20M | new also in single pack units available | -
- | - | AUXILIARY CONTACTS FRONT MNT. | 100-KFC40M | new also in single pack units available | -
- | - | AUXILIARY CONTACTS FRONT MNT. | 100-KFC31M | new also in single pack units available | -
195-MA31 |  | AUXILIARY CONTACTS FRONT MNT. | 100-KFA31ZM | new also in single pack units available | -
- | - | AUXILIARY CONTACTS FRONT MNT. | 100-KFAL22ZM | new also in single pack units available | -
- | - | AUXILIARY CONTACTS FRONT MNT. | 100-KFC13M | new also in single pack units available | -
- | - | AUXILIARY CONTACTS FRONT MNT. | 100-KFC04M | new also in single pack units available | -
199-MXM1 | AC-coils only, bottom side mounted | INTERLOCK | 100-KMCH | suitable for all coils, front side mounted | -
- | - | R-C SUPPRESSOR | 100-KFSC50 | 24…48VAC, pluggable | -
- | - | R-C SUPPRESSOR | 100-KFSC280 | 110…280VAC, pluggable | -
- | - | R-C SUPPRESSOR | 100-KFSC480 | 380…480VAC, pluggable | -
- | - | DIODE SUPPRESSOR | 100-KFSD250 | 12…250VDC, pluggable | -
- | - | DIODE SUPPRESSOR | 100-KFSZ50 | 12…50VDC, pluggable | -
- | - | MOV SUPPRESSOR | 100-KFSV55 | 12…55VAC / 12…77VDC, pluggable | -
- | - | MOV SUPPRESSOR | 100-KFSV136 | 56…136VAC / 78…178VDC, pluggable | -
- | - | MOV SUPPRESSOR | 100-KFSV277 | 137…277VAC / 181…350VDC, pluggable | -
199-MSMA48 | 24…48VAC | R-C SUPPRESSOR, Multipack | 100-KFSC50M | 24…48VAC, pluggable | -
199-MSMA1 | 110…280VAC | R-C SUPPRESSOR, Multipack | 100-KFSC280M | 110…280VAC, pluggable | -
- | - | R-C SUPPRESSOR, Multipack | 100-KFSC480M | 380…480VAC, pluggable | -
199-MSMD1 | 12…250VDC | DIODE SUPPRESSOR, Multipack | 100-KFSD250M | 12…250VDC, pluggable | -
- | - | DIODE SUPPRESSOR, Multipack | 100-KFSZ50M | 12…50VDC, pluggable | -
199-MSMV1 | 12…55VAC / 12…77VDC | MOV SUPPRESSOR, Multipack | 100-KFSV55M | 12…55VAC / 12…77VDC, pluggable | -
199-MSMV2 | 56…136VAC / 78…162VDC | MOV SUPPRESSOR, Multipack | 100-KFSV136M | 56…136VAC / 78…178VDC, pluggable | -
199-MSMV3 | 137…277VAC / 163…350VDC | MOV SUPPRESSOR, Multipack | 100-KFSV277M | 137…277VAC / 181…350VDC, pluggable | -
140M-C-PEM12 | - | CONECTION MODULE | 140M-C-PEK12 | circuit breaker - contactor | -
140M-C-PEM12M | - | CONECTION MODULE, Multipack | 140M-C-PEK12M | circuit breaker - contactor | -
140-KCR4 | Multipack | CONECTION MODULE | 100-KPR | for reversing switching | -
140-KCSD4 | Multipack | CONECTION MODULE | 100-KPY | for Y-d switching | -
196-MT3S | on-delay, 0.3…3s, 110…250V AC or DC | TIMING ELEMENT | 100-KETA3 | on-delay, 0.3…3s, 110…240V 50/60Hz / 110…250VDC / | -
196-MT30S | on-delay, 1…30s, 110…250V AC or DC | TIMING ELEMENT | 100-KETA30 | on-delay, 1…30s, 110…240V 50/60Hz / 110…250VDC / | -
- | - | TIMING ELEMENT | 100-KETB30 | off-delay, 1…30s, 110…240V 50/60Hz / 110…250VDC / | -
- | - | TIMING ELEMENT | 100-KETAZJ3 | on-delay, 0.3…3s, 24-48VDC | -
- | - | TIMING ELEMENT | 100-KETAZJ30 | on-delay, 1…30s, 24-48VDC | -
- | - | TIMING ELEMENT | 100-KETBZJ30 | off-delay, 1…30s, 24-48VDC | -
- | - | SOLDER PIN ADAPTOR | not applicable |  | -
- | - | SOLDER PIN ADAPTOR | not applicable |  | -
- | - | FEEDER TERMINAL | 100-KWT |  | -
- | - | COMPACT BUSBAR | 100-KW453 |  | -
- | - | COMPACT BUSBAR | 100-KW455 |  | -
- | - | REPLACEMENT-COIL | KA869 | 12V50/60 | only for UL-certified configuration centers
MA014 | 24V50/60 | REPLACEMENT-COIL | KA855 | 24V50/60 | only for UL-certified configuration centers
- | - | REPLACEMENT-COIL | KA855W | 24V50/60-V | only for UL-certified configuration centers
- | - | REPLACEMENT-COIL | KA870 | 32V50/60 | only for UL-certified configuration centers
- | - | REPLACEMENT-COIL | KA871 | 36V50/60 | only for UL-certified configuration centers
- | - | REPLACEMENT-COIL | KA872 | 42V50/60 | only for UL-certified configuration centers
MA024 | 48V50/60 | REPLACEMENT-COIL | KA860 | 48V50/60 | only for UL-certified configuration centers
- | - | REPLACEMENT-COIL | KA867 | 60V50/60 | only for UL-certified configuration centers
- | - | REPLACEMENT-COIL | KA873 | 70V50/60 | only for UL-certified configuration centers
MA034 | 110V50/110...120V60 | REPLACEMENT-COIL | KA473 | 110V50/120V60 | only for UL-certified configuration centers
- | - | REPLACEMENT-COIL | KA874 | 127V50/60 | only for UL-certified configuration centers
- | - | REPLACEMENT-COIL | KA875 | 135V50/60 | only for UL-certified configuration centers
- | - | REPLACEMENT-COIL | KA862 | 200V50/200-220V60 | only for UL-certified configuration centers
MA050 | 220V50/60 | REPLACEMENT-COIL | KA864 | 200-230V50/60 | only for UL-certified configuration centers
- | - | REPLACEMENT-COIL | KA851 | 230V50/60 | only for UL-certified configuration centers
MA052 | 240V50/60 | REPLACEMENT-COIL | KA858 | 240V50/60 | only for UL-certified configuration centers
- | - | REPLACEMENT-COIL | KA876 | 250V50/60 | only for UL-certified configuration centers
MA062 | 380V50/60 | REPLACEMENT-COIL | KA071 | 380-400V50 | only for UL-certified configuration centers
- | - | REPLACEMENT-COIL | KA863 | 400V50/60 | only for UL-certified configuration centers
- | - | REPLACEMENT-COIL | KA853 | 415V50/60 | only for UL-certified configuration centers
MA082 | 440V50/480V60 | REPLACEMENT-COIL | KA475 | 440V50/480V60 | only for UL-certified configuration centers
- | - | REPLACEMENT-COIL | KA479 | 500V50/575V60 | only for UL-certified configuration centers
- | - | REPLACEMENT-COIL | KA087 | 525V50/600V60 | only for UL-certified configuration centers
MA701 | 9VDC | REPLACEMENT-COIL | KA766H | 9 (6...12)VDC | only for UL-certified configuration centers
MB708 | 12VDC | REPLACEMENT-COIL | KA708 | 12 (7.5...15)VDC-W | only for UL-certified configuration centers
MB714 | 24VDC | REPLACEMENT-COIL | KA769 | 24 (17...30)VDC-W | only for UL-certified configuration centers
MD714 | 24VDC-D | REPLACEMENT-COIL | KA769M | 24 (17...30)VDC-DW | only for UL-certified configuration centers
MA771 | 30VDC | REPLACEMENT-COIL | KA771 | 30VDC | only for UL-certified configuration centers
MA159 | 36VDC | REPLACEMENT-COIL | KA719 | 36VDC | only for UL-certified configuration centers
MB724 | 48VDC | REPLACEMENT-COIL | KA724 | 48VDC | only for UL-certified configuration centers
MB734 | 60VDC | REPLACEMENT-COIL | KA774 | 60VDC | only for UL-certified configuration centers
MB728 | 72VDC | REPLACEMENT-COIL | KA728 | 72VDC | only for UL-certified configuration centers
MB729 | 80VDC | REPLACEMENT-COIL | KA729 | 80VDC | only for UL-certified configuration centers
MB744 | 110VDC | REPLACEMENT-COIL | KA733 | 110 (93.5...137.5)VDC | only for UL-certified configuration centers
MB736 | 120VDC | REPLACEMENT-COIL | KA736 | 120VDC | only for UL-certified configuration centers
MB746 | 125VDC | REPLACEMENT-COIL | KA737 | 125VDC | only for UL-certified configuration centers
MB766 | 220VDC | REPLACEMENT-COIL | KA747 | 220VDC | only for UL-certified configuration centers
- | - | REPLACEMENT-COIL | KA782 | 240VDC | only for UL-certified configuration centers
MA751 | 250VDC | REPLACEMENT-COIL | KA751 | 250VDC | only for UL-certified configuration centers
700-M400KQS | 12V50/60 | CONTROL RELAY, 4-pole: 4xNO | 700-K40E-KQ | 12V50/60 | 700-K always with bifurcated contacts available
700-M400A24S | 24V50/60 | CONTROL RELAY, 4-pole: 4xNO | 700-K40E-KJ | 24V50/60 | 700-K always with bifurcated contacts available
700-M400VA24S | 24V50/60-V | CONTROL RELAY, 4-pole: 4xNO | 700-K40E-WJ | 24V50/60-V | 700-K always with bifurcated contacts available, (with varistor)
700-M400KVS | 32V50/60 | CONTROL RELAY, 4-pole: 4xNO | 700-K40E-VU | 32V50/60 | 700-K always with bifurcated contacts available
700-M400KCS | 36V50/60 | CONTROL RELAY, 4-pole: 4xNO | 700-K40E-KV | 36V50/60 | 700-K always with bifurcated contacts available
700-M400KXS | 42V50/60 | CONTROL RELAY, 4-pole: 4xNO | 700-K40E-KW | 42V50/60 | 700-K always with bifurcated contacts available
700-M400A48S | 48V50/60 | CONTROL RELAY, 4-pole: 4xNO | 700-K40E-KY | 48V50/60 | 700-K always with bifurcated contacts available
700-M400KRS | 60V50/60 | CONTROL RELAY, 4-pole: 4xNO | 700-K40E-KR | 60V50/60 | 700-K always with bifurcated contacts available
700-M400KMS | 70V50/60 | CONTROL RELAY, 4-pole: 4xNO | 700-K40E-VG | 70V50/60 | 700-K always with bifurcated contacts available
700-M400A1S | 100V50/110-120V60 | CONTROL RELAY, 4-pole: 4xNO | 700-K40E-D | 110V50/120V60 | 700-K always with bifurcated contacts available
700-M400A8S | 125V50/60 | CONTROL RELAY, 4-pole: 4xNO | 700-K40E-VS | 127V50/60 | 700-K always with bifurcated contacts available
700-M400KES | 135V50/60 | CONTROL RELAY, 4-pole: 4xNO | 700-K40E-VE | 135V50/60 | 700-K always with bifurcated contacts available
700-M400KGS | 200V50/60 | CONTROL RELAY, 4-pole: 4xNO | 700-K40E-KG | 200V50/200-220V60 | 700-K always with bifurcated contacts available
700-M400KLS | 200-230V50/60 | CONTROL RELAY, 4-pole: 4xNO | 700-K40E-KL | 200-230V50/60 | 700-K always with bifurcated contacts available
700-M400KFS | 230V50/60 | CONTROL RELAY, 4-pole: 4xNO | 700-K40E-KF | 230V50/60 | 700-K always with bifurcated contacts available
700-M400A2S | 220-230V50/230-240V60 | CONTROL RELAY, 4-pole: 4xNO | 700-K40E-KF | 230V50/60 | 700-K always with bifurcated contacts available
700-M400A23S | 240V50/60 | CONTROL RELAY, 4-pole: 4xNO | 700-K40E-KA | 240V50/60 | 700-K always with bifurcated contacts available
700-M400KAAS | 250V50/60 | CONTROL RELAY, 4-pole: 4xNO | 700-K40E-VT | 250V50/60 | 700-K always with bifurcated contacts available
700-M400A3S | 380V50/60 | CONTROL RELAY, 4-pole: 4xNO | 700-K40E-N | 380-400V50 | 700-K always with bifurcated contacts available
700-M400KNS | 400V50/60 | CONTROL RELAY, 4-pole: 4xNO | 700-K40E-KN | 400V50/60 | 700-K always with bifurcated contacts available
700-M400KUS | 415V50/60 | CONTROL RELAY, 4-pole: 4xNO | 700-K40E-KU | 415V50/60 | 700-K always with bifurcated contacts available
700-M400A4S | 440V50/440-480V60 | CONTROL RELAY, 4-pole: 4xNO | 700-K40E-B | 440V50/480V60 | 700-K always with bifurcated contacts available
700-M400KZS | 500V50/60 | CONTROL RELAY, 4-pole: 4xNO | 700-K40E-M | 500V50/575V60 | 700-K always with bifurcated contacts available
700-M400CBS | 575-600V60 | CONTROL RELAY, 4-pole: 4xNO | 700-K40E-VC | 525V50/600V60 | 700-K always with bifurcated contacts available
700DC-M400ZRAS | 9VDC | CONTROL RELAY, 4-pole: 4xNO | 700-K40E-ZR | 9 (6...12)VDC | 700-K always with bifurcated contacts available, wide range coil 0.7…1.25xUe
700DC-M400Z12S | 12VDC | CONTROL RELAY, 4-pole: 4xNO | 700-K40E-ZQ | 12 (7.5...15)VDC | 700-K always with bifurcated contacts available, wide range coil 0.7…1.25xUe
700DC-M400Z24S | 24VDC | CONTROL RELAY, 4-pole: 4xNO | 700-K40E-ZJ | 24 (17...30)VDC | 700-K always with bifurcated contacts available, wide range coil 0.7…1.25xUe
700DC-M400D24S | 24VDC-D | CONTROL RELAY, 4-pole: 4xNO | 700-K40E-DJ | 24 (17...30)VDC-D | 700-K always with bifurcated contacts available, wide range coil 0.7…1.25xUe with diode
700DC-M400ZCS | 30VDC | CONTROL RELAY, 4-pole: 4xNO | 700-K40E-ZC | 30VDC | 700-K always with bifurcated contacts available
700DC-M400Z36S | 36VDC | CONTROL RELAY, 4-pole: 4xNO | 700-K40E-ZW | 36VDC | 700-K always with bifurcated contacts available
700DC-M400Z48S | 48VDC | CONTROL RELAY, 4-pole: 4xNO | 700-K40E-ZY | 48VDC | 700-K always with bifurcated contacts available
700DC-M400Z60S | 60VDC | CONTROL RELAY, 4-pole: 4xNO | 700-K40E-ZZ | 60VDC | 700-K always with bifurcated contacts available
700DC-M400ZGS | 72VDC | CONTROL RELAY, 4-pole: 4xNO | 700-K40E-ZG | 72VDC | 700-K always with bifurcated contacts available
700DC-M400Z80S | 80VDC | CONTROL RELAY, 4-pole: 4xNO | 700-K40E-ZE | 80VDC | 700-K always with bifurcated contacts available
700DC-M400Z11S | 110VDC | CONTROL RELAY, 4-pole: 4xNO | 700-K40E-ZD | 110 (93.5...137.5)VDC | 700-K always with bifurcated contacts available, wide range coil 0.7…1.25xUe
700DC-M400ZUS | 120VDC | CONTROL RELAY, 4-pole: 4xNO | 700-K40E-ZU | 120VDC | 700-K always with bifurcated contacts available
700DC-M400Z3S | 125VDC | CONTROL RELAY, 4-pole: 4xNO | 700-K40E-ZS | 125VDC | 700-K always with bifurcated contacts available
700DC-M400Z2S | 220VDC | CONTROL RELAY, 4-pole: 4xNO | 700-K40E-ZA | 220VDC | 700-K always with bifurcated contacts available
700DC-M400ZLS | 240VDC | CONTROL RELAY, 4-pole: 4xNO | 700-K40E-ZL | 240VDC | 700-K always with bifurcated contacts available
700DC-M400ZTS | 250VDC | CONTROL RELAY, 4-pole: 4xNO | 700-K40E-ZT | 250VDC | 700-K always with bifurcated contacts available
700-M310KQS | 12V50/60 | CONTROL RELAY, 4-pole: 3xNO + 1xNC | 700-K31Z-KQ | 12V50/60 | 700-K always with bifurcated contacts available
700-M310A24S | 24V50/60 | CONTROL RELAY, 4-pole: 3xNO + 1xNC | 700-K31Z-KJ | 24V50/60 | 700-K always with bifurcated contacts available
700-M310VA24S | 24V50/60-V | CONTROL RELAY, 4-pole: 3xNO + 1xNC | 700-K31Z-WJ | 24V50/60-V | 700-K always with bifurcated contacts available, (with varistor)
700-M310KVS | 32V50/60 | CONTROL RELAY, 4-pole: 3xNO + 1xNC | 700-K31Z-VU | 32V50/60 | 700-K always with bifurcated contacts available
700-M310KCS | 36V50/60 | CONTROL RELAY, 4-pole: 3xNO + 1xNC | 700-K31Z-KV | 36V50/60 | 700-K always with bifurcated contacts available
700-M310KXS | 42V50/60 | CONTROL RELAY, 4-pole: 3xNO + 1xNC | 700-K31Z-KW | 42V50/60 | 700-K always with bifurcated contacts available
700-M310A48S | 48V50/60 | CONTROL RELAY, 4-pole: 3xNO + 1xNC | 700-K31Z-KY | 48V50/60 | 700-K always with bifurcated contacts available
700-M310KRS | 60V50/60 | CONTROL RELAY, 4-pole: 3xNO + 1xNC | 700-K31Z-KR | 60V50/60 | 700-K always with bifurcated contacts available
700-M310KMS | 70V50/60 | CONTROL RELAY, 4-pole: 3xNO + 1xNC | 700-K31Z-VG | 70V50/60 | 700-K always with bifurcated contacts available
700-M310A1S | 100V50/110-120V60 | CONTROL RELAY, 4-pole: 3xNO + 1xNC | 700-K31Z-D | 110V50/120V60 | 700-K always with bifurcated contacts available
700-M310A8S | 125V50/60 | CONTROL RELAY, 4-pole: 3xNO + 1xNC | 700-K31Z-VS | 127V50/60 | 700-K always with bifurcated contacts available
700-M310KES | 135V50/60 | CONTROL RELAY, 4-pole: 3xNO + 1xNC | 700-K31Z-VE | 135V50/60 | 700-K always with bifurcated contacts available
700-M310KGS | 200V50/60 | CONTROL RELAY, 4-pole: 3xNO + 1xNC | 700-K31Z-KG | 200V50/200-220V60 | 700-K always with bifurcated contacts available
700-M310KLS | 200-230V50/60 | CONTROL RELAY, 4-pole: 3xNO + 1xNC | 700-K31Z-KL | 200-230V50/60 | 700-K always with bifurcated contacts available
700-M310KFS | 230V50/60 | CONTROL RELAY, 4-pole: 3xNO + 1xNC | 700-K31Z-KF | 230V50/60 | 700-K always with bifurcated contacts available
700-M310A2S | 220-230V50/230-240V60 | CONTROL RELAY, 4-pole: 3xNO + 1xNC | 700-K31Z-KF | 230V50/60 | 700-K always with bifurcated contacts available
700-M310A23S | 240V50/60 | CONTROL RELAY, 4-pole: 3xNO + 1xNC | 700-K31Z-KA | 240V50/60 | 700-K always with bifurcated contacts available
700-M310KAAS | 250V50/60 | CONTROL RELAY, 4-pole: 3xNO + 1xNC | 700-K31Z-VT | 250V50/60 | 700-K always with bifurcated contacts available
700-M310A3S | 380V50/60 | CONTROL RELAY, 4-pole: 3xNO + 1xNC | 700-K31Z-N | 380-400V50 | 700-K always with bifurcated contacts available
700-M310KNS | 400V50/60 | CONTROL RELAY, 4-pole: 3xNO + 1xNC | 700-K31Z-KN | 400V50/60 | 700-K always with bifurcated contacts available
700-M310KUS | 415V50/60 | CONTROL RELAY, 4-pole: 3xNO + 1xNC | 700-K31Z-KU | 415V50/60 | 700-K always with bifurcated contacts available
700-M310A4S | 440V50/440-480V60 | CONTROL RELAY, 4-pole: 3xNO + 1xNC | 700-K31Z-B | 440V50/480V60 | 700-K always with bifurcated contacts available
700-M310KZS | 500V50/60 | CONTROL RELAY, 4-pole: 3xNO + 1xNC | 700-K31Z-M | 500V50/575V60 | 700-K always with bifurcated contacts available
700-M310CBS | 575-600V60 | CONTROL RELAY, 4-pole: 3xNO + 1xNC | 700-K31Z-VC | 525V50/600V60 | 700-K always with bifurcated contacts available
700DC-M310ZRAS | 9VDC | CONTROL RELAY, 4-pole: 3xNO + 1xNC | 700-K31Z-ZR | 9 (6...12)VDC | 700-K always with bifurcated contacts available, wide range coil 0.7…1.25xUe
700DC-M310Z12S | 12VDC | CONTROL RELAY, 4-pole: 3xNO + 1xNC | 700-K31Z-ZQ | 12 (7.5...15)VDC | 700-K always with bifurcated contacts available, wide range coil 0.7…1.25xUe
700DC-M310Z24S | 24VDC | CONTROL RELAY, 4-pole: 3xNO + 1xNC | 700-K31Z-ZJ | 24 (17...30)VDC | 700-K always with bifurcated contacts available, wide range coil 0.7…1.25xUe
700DC-M310D24S | 24VDC-D | CONTROL RELAY, 4-pole: 3xNO + 1xNC | 700-K31Z-DJ | 24 (17...30)VDC-D | 700-K always with bifurcated contacts available, wide range coil 0.7…1.25xUe with diode
700DC-M310ZCS | 30VDC | CONTROL RELAY, 4-pole: 3xNO + 1xNC | 700-K31Z-ZC | 30VDC | 700-K always with bifurcated contacts available
700DC-M310Z36S | 36VDC | CONTROL RELAY, 4-pole: 3xNO + 1xNC | 700-K31Z-ZW | 36VDC | 700-K always with bifurcated contacts available
700DC-M310Z48S | 48VDC | CONTROL RELAY, 4-pole: 3xNO + 1xNC | 700-K31Z-ZY | 48VDC | 700-K always with bifurcated contacts available
700DC-M310Z60S | 60VDC | CONTROL RELAY, 4-pole: 3xNO + 1xNC | 700-K31Z-ZZ | 60VDC | 700-K always with bifurcated contacts available
700DC-M310ZGS | 72VDC | CONTROL RELAY, 4-pole: 3xNO + 1xNC | 700-K31Z-ZG | 72VDC | 700-K always with bifurcated contacts available
700DC-M310Z80S | 80VDC | CONTROL RELAY, 4-pole: 3xNO + 1xNC | 700-K31Z-ZE | 80VDC | 700-K always with bifurcated contacts available
700DC-M310Z11S | 110VDC | CONTROL RELAY, 4-pole: 3xNO + 1xNC | 700-K31Z-ZD | 110 (93.5...137.5)VDC | 700-K always with bifurcated contacts available, wide range coil 0.7…1.25xUe
700DC-M310ZUS | 120VDC | CONTROL RELAY, 4-pole: 3xNO + 1xNC | 700-K31Z-ZU | 120VDC | 700-K always with bifurcated contacts available
700DC-M310Z3S | 125VDC | CONTROL RELAY, 4-pole: 3xNO + 1xNC | 700-K31Z-ZS | 125VDC | 700-K always with bifurcated contacts available
700DC-M310Z2S | 220VDC | CONTROL RELAY, 4-pole: 3xNO + 1xNC | 700-K31Z-ZA | 220VDC | 700-K always with bifurcated contacts available
700DC-M310ZLS | 240VDC | CONTROL RELAY, 4-pole: 3xNO + 1xNC | 700-K31Z-ZL | 240VDC | 700-K always with bifurcated contacts available
700DC-M310ZTS | 250VDC | CONTROL RELAY, 4-pole: 3xNO + 1xNC | 700-K31Z-ZT | 250VDC | 700-K always with bifurcated contacts available
700-M220KQS | 12V50/60 | CONTROL RELAY, 4-pole: 2xNO + 2xNC | 700-K22Z-KQ | 12V50/60 | 700-K always with bifurcated contacts available
700-M220A24S | 24V50/60 | CONTROL RELAY, 4-pole: 2xNO + 2xNC | 700-K22Z-KJ | 24V50/60 | 700-K always with bifurcated contacts available
700-M220VA24S | 24V50/60-V | CONTROL RELAY, 4-pole: 2xNO + 2xNC | 700-K22Z-WJ | 24V50/60-V | 700-K always with bifurcated contacts available, (with varistor)
700-M220KVS | 32V50/60 | CONTROL RELAY, 4-pole: 2xNO + 2xNC | 700-K22Z-VU | 32V50/60 | 700-K always with bifurcated contacts available
700-M220KCS | 36V50/60 | CONTROL RELAY, 4-pole: 2xNO + 2xNC | 700-K22Z-KV | 36V50/60 | 700-K always with bifurcated contacts available
700-M220KXS | 42V50/60 | CONTROL RELAY, 4-pole: 2xNO + 2xNC | 700-K22Z-KW | 42V50/60 | 700-K always with bifurcated contacts available
700-M220A48S | 48V50/60 | CONTROL RELAY, 4-pole: 2xNO + 2xNC | 700-K22Z-KY | 48V50/60 | 700-K always with bifurcated contacts available
700-M220KRS | 60V50/60 | CONTROL RELAY, 4-pole: 2xNO + 2xNC | 700-K22Z-KR | 60V50/60 | 700-K always with bifurcated contacts available
700-M220KMS | 70V50/60 | CONTROL RELAY, 4-pole: 2xNO + 2xNC | 700-K22Z-VG | 70V50/60 | 700-K always with bifurcated contacts available
700-M220A1S | 100V50/110-120V60 | CONTROL RELAY, 4-pole: 2xNO + 2xNC | 700-K22Z-D | 110V50/120V60 | 700-K always with bifurcated contacts available
700-M220A8S | 125V50/60 | CONTROL RELAY, 4-pole: 2xNO + 2xNC | 700-K22Z-VS | 127V50/60 | 700-K always with bifurcated contacts available
700-M220KES | 135V50/60 | CONTROL RELAY, 4-pole: 2xNO + 2xNC | 700-K22Z-VE | 135V50/60 | 700-K always with bifurcated contacts available
700-M220KGS | 200V50/60 | CONTROL RELAY, 4-pole: 2xNO + 2xNC | 700-K22Z-KG | 200V50/200-220V60 | 700-K always with bifurcated contacts available
700-M220KLS | 200-230V50/60 | CONTROL RELAY, 4-pole: 2xNO + 2xNC | 700-K22Z-KL | 200-230V50/60 | 700-K always with bifurcated contacts available
700-M220KFS | 230V50/60 | CONTROL RELAY, 4-pole: 2xNO + 2xNC | 700-K22Z-KF | 230V50/60 | 700-K always with bifurcated contacts available
700-M220A2S | 220-230V50/230-240V60 | CONTROL RELAY, 4-pole: 2xNO + 2xNC | 700-K22Z-KF | 230V50/60 | 700-K always with bifurcated contacts available
700-M220A23S | 240V50/60 | CONTROL RELAY, 4-pole: 2xNO + 2xNC | 700-K22Z-KA | 240V50/60 | 700-K always with bifurcated contacts available
700-M220KAAS | 250V50/60 | CONTROL RELAY, 4-pole: 2xNO + 2xNC | 700-K22Z-VT | 250V50/60 | 700-K always with bifurcated contacts available
700-M220A3S | 380V50/60 | CONTROL RELAY, 4-pole: 2xNO + 2xNC | 700-K22Z-N | 380-400V50 | 700-K always with bifurcated contacts available
700-M220KNS | 400V50/60 | CONTROL RELAY, 4-pole: 2xNO + 2xNC | 700-K22Z-KN | 400V50/60 | 700-K always with bifurcated contacts available
700-M220KUS | 415V50/60 | CONTROL RELAY, 4-pole: 2xNO + 2xNC | 700-K22Z-KU | 415V50/60 | 700-K always with bifurcated contacts available
700-M220A4S | 440V50/440-480V60 | CONTROL RELAY, 4-pole: 2xNO + 2xNC | 700-K22Z-B | 440V50/480V60 | 700-K always with bifurcated contacts available
700-M220KZS | 500V50/60 | CONTROL RELAY, 4-pole: 2xNO + 2xNC | 700-K22Z-M | 500V50/575V60 | 700-K always with bifurcated contacts available
700-M220CBS | 575-600V60 | CONTROL RELAY, 4-pole: 2xNO + 2xNC | 700-K22Z-VC | 525V50/600V60 | 700-K always with bifurcated contacts available
700DC-M220ZRAS | 9VDC | CONTROL RELAY, 4-pole: 2xNO + 2xNC | 700-K22Z-ZR | 9 (6...12)VDC | 700-K always with bifurcated contacts available, wide range coil 0.7…1.25xUe
700DC-M220Z12S | 12VDC | CONTROL RELAY, 4-pole: 2xNO + 2xNC | 700-K22Z-ZQ | 12 (7.5...15)VDC | 700-K always with bifurcated contacts available, wide range coil 0.7…1.25xUe
700DC-M220Z24S | 24VDC | CONTROL RELAY, 4-pole: 2xNO + 2xNC | 700-K22Z-ZJ | 24 (17...30)VDC | 700-K always with bifurcated contacts available, wide range coil 0.7…1.25xUe
700DC-M220D24S | 24VDC-D | CONTROL RELAY, 4-pole: 2xNO + 2xNC | 700-K22Z-DJ | 24 (17...30)VDC-D | 700-K always with bifurcated contacts available, wide range coil 0.7…1.25xUe with diode
700DC-M220ZCS | 30VDC | CONTROL RELAY, 4-pole: 2xNO + 2xNC | 700-K22Z-ZC | 30VDC | 700-K always with bifurcated contacts available
700DC-M220Z36S | 36VDC | CONTROL RELAY, 4-pole: 2xNO + 2xNC | 700-K22Z-ZW | 36VDC | 700-K always with bifurcated contacts available
700DC-M220Z48S | 48VDC | CONTROL RELAY, 4-pole: 2xNO + 2xNC | 700-K22Z-ZY | 48VDC | 700-K always with bifurcated contacts available
700DC-M220Z60S | 60VDC | CONTROL RELAY, 4-pole: 2xNO + 2xNC | 700-K22Z-ZZ | 60VDC | 700-K always with bifurcated contacts available
700DC-M220ZGS | 72VDC | CONTROL RELAY, 4-pole: 2xNO + 2xNC | 700-K22Z-ZG | 72VDC | 700-K always with bifurcated contacts available
700DC-M220Z80S | 80VDC | CONTROL RELAY, 4-pole: 2xNO + 2xNC | 700-K22Z-ZE | 80VDC | 700-K always with bifurcated contacts available
700DC-M220Z11S | 110VDC | CONTROL RELAY, 4-pole: 2xNO + 2xNC | 700-K22Z-ZD | 110 (93.5...137.5)VDC | 700-K always with bifurcated contacts available, wide range coil 0.7…1.25xUe
700DC-M220ZUS | 120VDC | CONTROL RELAY, 4-pole: 2xNO + 2xNC | 700-K22Z-ZU | 120VDC | 700-K always with bifurcated contacts available
700DC-M220Z3S | 125VDC | CONTROL RELAY, 4-pole: 2xNO + 2xNC | 700-K22Z-ZS | 125VDC | 700-K always with bifurcated contacts available
700DC-M220Z2S | 220VDC | CONTROL RELAY, 4-pole: 2xNO + 2xNC | 700-K22Z-ZA | 220VDC | 700-K always with bifurcated contacts available
700DC-M220ZLS | 240VDC | CONTROL RELAY, 4-pole: 2xNO + 2xNC | 700-K22Z-ZL | 240VDC | 700-K always with bifurcated contacts available
700DC-M220ZTS | 250VDC | CONTROL RELAY, 4-pole: 2xNO + 2xNC | 700-K22Z-ZT | 250VDC | 700-K always with bifurcated contacts available
700-M400KQ | 12V50/60 | CONTROL RELAY, 4-pole: 4xNO, Multipack | 700-K40E-KQM | 12V50/60 | 700-K always with bifurcated contacts available
700-M400A24 | 24V50/60 | CONTROL RELAY, 4-pole: 4xNO, Multipack | 700-K40E-KJM | 24V50/60 | 700-K always with bifurcated contacts available
700-M400VA24 | 24V50/60-V | CONTROL RELAY, 4-pole: 4xNO, Multipack | 700-K40E-WJM | 24V50/60-V | 700-K always with bifurcated contacts available, (with varistor)
700-M400KV | 32V50/60 | CONTROL RELAY, 4-pole: 4xNO, Multipack | 700-K40E-VUM | 32V50/60 | 700-K always with bifurcated contacts available
700-M400KC | 36V50/60 | CONTROL RELAY, 4-pole: 4xNO, Multipack | 700-K40E-KVM | 36V50/60 | 700-K always with bifurcated contacts available
700-M400KX | 42V50/60 | CONTROL RELAY, 4-pole: 4xNO, Multipack | 700-K40E-KWM | 42V50/60 | 700-K always with bifurcated contacts available
700-M400A48 | 48V50/60 | CONTROL RELAY, 4-pole: 4xNO, Multipack | 700-K40E-KYM | 48V50/60 | 700-K always with bifurcated contacts available
700-M400KR | 60V50/60 | CONTROL RELAY, 4-pole: 4xNO, Multipack | 700-K40E-KRM | 60V50/60 | 700-K always with bifurcated contacts available
700-M400KM | 70V50/60 | CONTROL RELAY, 4-pole: 4xNO, Multipack | 700-K40E-VGM | 70V50/60 | 700-K always with bifurcated contacts available
700-M400A1 | 100V50/110-120V60 | CONTROL RELAY, 4-pole: 4xNO, Multipack | 700-K40E-DM | 110V50/120V60 | 700-K always with bifurcated contacts available
700-M400A8 | 125V50/60 | CONTROL RELAY, 4-pole: 4xNO, Multipack | 700-K40E-VSM | 127V50/60 | 700-K always with bifurcated contacts available
700-M400KE | 135V50/60 | CONTROL RELAY, 4-pole: 4xNO, Multipack | 700-K40E-VEM | 135V50/60 | 700-K always with bifurcated contacts available
700-M400KG | 200V50/60 | CONTROL RELAY, 4-pole: 4xNO, Multipack | 700-K40E-KGM | 200V50/200-220V60 | 700-K always with bifurcated contacts available
700-M400KL | 200-230V50/60 | CONTROL RELAY, 4-pole: 4xNO, Multipack | 700-K40E-KLM | 200-230V50/60 | 700-K always with bifurcated contacts available
700-M400KF | 230V50/60 | CONTROL RELAY, 4-pole: 4xNO, Multipack | 700-K40E-KFM | 230V50/60 | 700-K always with bifurcated contacts available
700-M400A2 | 220-230V50/230-240V60 | CONTROL RELAY, 4-pole: 4xNO, Multipack | 700-K40E-KFM | 230V50/60 | 700-K always with bifurcated contacts available
700-M400A23 | 240V50/60 | CONTROL RELAY, 4-pole: 4xNO, Multipack | 700-K40E-KAM | 240V50/60 | 700-K always with bifurcated contacts available
700-M400KAA | 250V50/60 | CONTROL RELAY, 4-pole: 4xNO, Multipack | 700-K40E-VTM | 250V50/60 | 700-K always with bifurcated contacts available
700-M400A3 | 380V50/60 | CONTROL RELAY, 4-pole: 4xNO, Multipack | 700-K40E-NM | 380-400V50 | 700-K always with bifurcated contacts available
700-M400KN | 400V50/60 | CONTROL RELAY, 4-pole: 4xNO, Multipack | 700-K40E-KNM | 400V50/60 | 700-K always with bifurcated contacts available
700-M400KU | 415V50/60 | CONTROL RELAY, 4-pole: 4xNO, Multipack | 700-K40E-KUM | 415V50/60 | 700-K always with bifurcated contacts available
700-M400A4 | 440V50/440-480V60 | CONTROL RELAY, 4-pole: 4xNO, Multipack | 700-K40E-BM | 440V50/480V60 | 700-K always with bifurcated contacts available
700-M400KZ | 500V50/60 | CONTROL RELAY, 4-pole: 4xNO, Multipack | 700-K40E-MM | 500V50/575V60 | 700-K always with bifurcated contacts available
700-M400CB | 575-600V60 | CONTROL RELAY, 4-pole: 4xNO, Multipack | 700-K40E-VCM | 525V50/600V60 | 700-K always with bifurcated contacts available
700DC-M400ZRA | 9VDC | CONTROL RELAY, 4-pole: 4xNO, Multipack | 700-K40E-ZRM | 9 (6...12)VDC | 700-K always with bifurcated contacts available, wide range coil 0.7…1.25xUe
700DC-M400Z12 | 12VDC | CONTROL RELAY, 4-pole: 4xNO, Multipack | 700-K40E-ZQM | 12 (7.5...15)VDC | 700-K always with bifurcated contacts available, wide range coil 0.7…1.25xUe
700DC-M400Z24 | 24VDC | CONTROL RELAY, 4-pole: 4xNO, Multipack | 700-K40E-ZJM | 24 (17...30)VDC | 700-K always with bifurcated contacts available, wide range coil 0.7…1.25xUe
700DC-M400D24 | 24VDC-D | CONTROL RELAY, 4-pole: 4xNO, Multipack | 700-K40E-DJM | 24 (17...30)VDC-D | 700-K always with bifurcated contacts available, wide range coil 0.7…1.25xUe with diode
700DC-M400ZC | 30VDC | CONTROL RELAY, 4-pole: 4xNO, Multipack | 700-K40E-ZCM | 30VDC | 700-K always with bifurcated contacts available
700DC-M400Z36 | 36VDC | CONTROL RELAY, 4-pole: 4xNO, Multipack | 700-K40E-ZWM | 36VDC | 700-K always with bifurcated contacts available
700DC-M400Z48 | 48VDC | CONTROL RELAY, 4-pole: 4xNO, Multipack | 700-K40E-ZYM | 48VDC | 700-K always with bifurcated contacts available
700DC-M400Z60 | 60VDC | CONTROL RELAY, 4-pole: 4xNO, Multipack | 700-K40E-ZZM | 60VDC | 700-K always with bifurcated contacts available
700DC-M400ZG | 72VDC | CONTROL RELAY, 4-pole: 4xNO, Multipack | 700-K40E-ZGM | 72VDC | 700-K always with bifurcated contacts available
700DC-M400Z80 | 80VDC | CONTROL RELAY, 4-pole: 4xNO, Multipack | 700-K40E-ZEM | 80VDC | 700-K always with bifurcated contacts available
700DC-M400Z11 | 110VDC | CONTROL RELAY, 4-pole: 4xNO, Multipack | 700-K40E-ZDM | 110 (93.5...137.5)VDC | 700-K always with bifurcated contacts available, wide range coil 0.7…1.25xUe
700DC-M400ZU | 120VDC | CONTROL RELAY, 4-pole: 4xNO, Multipack | 700-K40E-ZUM | 120VDC | 700-K always with bifurcated contacts available
700DC-M400Z3 | 125VDC | CONTROL RELAY, 4-pole: 4xNO, Multipack | 700-K40E-ZSM | 125VDC | 700-K always with bifurcated contacts available
700DC-M400Z2 | 220VDC | CONTROL RELAY, 4-pole: 4xNO, Multipack | 700-K40E-ZAM | 220VDC | 700-K always with bifurcated contacts available
700DC-M400ZL | 240VDC | CONTROL RELAY, 4-pole: 4xNO, Multipack | 700-K40E-ZLM | 240VDC | 700-K always with bifurcated contacts available
700DC-M400ZT | 250VDC | CONTROL RELAY, 4-pole: 4xNO, Multipack | 700-K40E-ZTM | 250VDC | 700-K always with bifurcated contacts available
700-M310KQ | 12V50/60 | CONTROL RELAY, 4-pole: 3xNO + 1xNC, Multipack | 700-K31Z-KQM | 12V50/60 | 700-K always with bifurcated contacts available
700-M310A24 | 24V50/60 | CONTROL RELAY, 4-pole: 3xNO + 1xNC, Multipack | 700-K31Z-KJM | 24V50/60 | 700-K always with bifurcated contacts available
700-M310VA24 | 24V50/60-V | CONTROL RELAY, 4-pole: 3xNO + 1xNC, Multipack | 700-K31Z-WJM | 24V50/60-V | 700-K always with bifurcated contacts available, (with varistor)
700-M310KV | 32V50/60 | CONTROL RELAY, 4-pole: 3xNO + 1xNC, Multipack | 700-K31Z-VUM | 32V50/60 | 700-K always with bifurcated contacts available
700-M310KC | 36V50/60 | CONTROL RELAY, 4-pole: 3xNO + 1xNC, Multipack | 700-K31Z-KVM | 36V50/60 | 700-K always with bifurcated contacts available
700-M310KX | 42V50/60 | CONTROL RELAY, 4-pole: 3xNO + 1xNC, Multipack | 700-K31Z-KWM | 42V50/60 | 700-K always with bifurcated contacts available
700-M310A48 | 48V50/60 | CONTROL RELAY, 4-pole: 3xNO + 1xNC, Multipack | 700-K31Z-KYM | 48V50/60 | 700-K always with bifurcated contacts available
700-M310KR | 60V50/60 | CONTROL RELAY, 4-pole: 3xNO + 1xNC, Multipack | 700-K31Z-KRM | 60V50/60 | 700-K always with bifurcated contacts available
700-M310KM | 70V50/60 | CONTROL RELAY, 4-pole: 3xNO + 1xNC, Multipack | 700-K31Z-VGM | 70V50/60 | 700-K always with bifurcated contacts available
700-M310A1 | 100V50/110-120V60 | CONTROL RELAY, 4-pole: 3xNO + 1xNC, Multipack | 700-K31Z-DM | 110V50/120V60 | 700-K always with bifurcated contacts available
700-M310A8 | 125V50/60 | CONTROL RELAY, 4-pole: 3xNO + 1xNC, Multipack | 700-K31Z-VSM | 127V50/60 | 700-K always with bifurcated contacts available
700-M310KE | 135V50/60 | CONTROL RELAY, 4-pole: 3xNO + 1xNC, Multipack | 700-K31Z-VEM | 135V50/60 | 700-K always with bifurcated contacts available
700-M310KG | 200V50/60 | CONTROL RELAY, 4-pole: 3xNO + 1xNC, Multipack | 700-K31Z-KGM | 200V50/200-220V60 | 700-K always with bifurcated contacts available
700-M310KL | 200-230V50/60 | CONTROL RELAY, 4-pole: 3xNO + 1xNC, Multipack | 700-K31Z-KLM | 200-230V50/60 | 700-K always with bifurcated contacts available
700-M310KF | 230V50/60 | CONTROL RELAY, 4-pole: 3xNO + 1xNC, Multipack | 700-K31Z-KFM | 230V50/60 | 700-K always with bifurcated contacts available
700-M310A2 | 220-230V50/230-240V60 | CONTROL RELAY, 4-pole: 3xNO + 1xNC, Multipack | 700-K31Z-KFM | 230V50/60 | 700-K always with bifurcated contacts available
700-M310A23 | 240V50/60 | CONTROL RELAY, 4-pole: 3xNO + 1xNC, Multipack | 700-K31Z-KAM | 240V50/60 | 700-K always with bifurcated contacts available
700-M310KAA | 250V50/60 | CONTROL RELAY, 4-pole: 3xNO + 1xNC, Multipack | 700-K31Z-VTM | 250V50/60 | 700-K always with bifurcated contacts available
700-M310A3 | 380V50/60 | CONTROL RELAY, 4-pole: 3xNO + 1xNC, Multipack | 700-K31Z-NM | 380-400V50 | 700-K always with bifurcated contacts available
700-M310KN | 400V50/60 | CONTROL RELAY, 4-pole: 3xNO + 1xNC, Multipack | 700-K31Z-KNM | 400V50/60 | 700-K always with bifurcated contacts available
700-M310KU | 415V50/60 | CONTROL RELAY, 4-pole: 3xNO + 1xNC, Multipack | 700-K31Z-KUM | 415V50/60 | 700-K always with bifurcated contacts available
700-M310A4 | 440V50/440-480V60 | CONTROL RELAY, 4-pole: 3xNO + 1xNC, Multipack | 700-K31Z-BM | 440V50/480V60 | 700-K always with bifurcated contacts available
700-M310KZ | 500V50/60 | CONTROL RELAY, 4-pole: 3xNO + 1xNC, Multipack | 700-K31Z-MM | 500V50/575V60 | 700-K always with bifurcated contacts available
700-M310CB | 575-600V60 | CONTROL RELAY, 4-pole: 3xNO + 1xNC, Multipack | 700-K31Z-VCM | 525V50/600V60 | 700-K always with bifurcated contacts available
700DC-M310ZRA | 9VDC | CONTROL RELAY, 4-pole: 3xNO + 1xNC, Multipack | 700-K31Z-ZRM | 9 (6...12)VDC | 700-K always with bifurcated contacts available, wide range coil 0.7…1.25xUe
700DC-M310Z12 | 12VDC | CONTROL RELAY, 4-pole: 3xNO + 1xNC, Multipack | 700-K31Z-ZQM | 12 (7.5...15)VDC | 700-K always with bifurcated contacts available, wide range coil 0.7…1.25xUe
700DC-M310Z24 | 24VDC | CONTROL RELAY, 4-pole: 3xNO + 1xNC, Multipack | 700-K31Z-ZJM | 24 (17...30)VDC | 700-K always with bifurcated contacts available, wide range coil 0.7…1.25xUe
700DC-M310D24 | 24VDC-D | CONTROL RELAY, 4-pole: 3xNO + 1xNC, Multipack | 700-K31Z-DJM | 24 (17...30)VDC-D | 700-K always with bifurcated contacts available, wide range coil 0.7…1.25xUe with diode
700DC-M310ZC | 30VDC | CONTROL RELAY, 4-pole: 3xNO + 1xNC, Multipack | 700-K31Z-ZCM | 30VDC | 700-K always with bifurcated contacts available
700DC-M310Z36 | 36VDC | CONTROL RELAY, 4-pole: 3xNO + 1xNC, Multipack | 700-K31Z-ZWM | 36VDC | 700-K always with bifurcated contacts available
700DC-M310Z48 | 48VDC | CONTROL RELAY, 4-pole: 3xNO + 1xNC, Multipack | 700-K31Z-ZYM | 48VDC | 700-K always with bifurcated contacts available
700DC-M310Z60 | 60VDC | CONTROL RELAY, 4-pole: 3xNO + 1xNC, Multipack | 700-K31Z-ZZM | 60VDC | 700-K always with bifurcated contacts available
700DC-M310ZG | 72VDC | CONTROL RELAY, 4-pole: 3xNO + 1xNC, Multipack | 700-K31Z-ZGM | 72VDC | 700-K always with bifurcated contacts available
700DC-M310Z80 | 80VDC | CONTROL RELAY, 4-pole: 3xNO + 1xNC, Multipack | 700-K31Z-ZEM | 80VDC | 700-K always with bifurcated contacts available
700DC-M310Z11 | 110VDC | CONTROL RELAY, 4-pole: 3xNO + 1xNC, Multipack | 700-K31Z-ZDM | 110 (93.5...137.5)VDC | 700-K always with bifurcated contacts available, wide range coil 0.7…1.25xUe
700DC-M310ZU | 120VDC | CONTROL RELAY, 4-pole: 3xNO + 1xNC, Multipack | 700-K31Z-ZUM | 120VDC | 700-K always with bifurcated contacts available
700DC-M310Z3 | 125VDC | CONTROL RELAY, 4-pole: 3xNO + 1xNC, Multipack | 700-K31Z-ZSM | 125VDC | 700-K always with bifurcated contacts available
700DC-M310Z2 | 220VDC | CONTROL RELAY, 4-pole: 3xNO + 1xNC, Multipack | 700-K31Z-ZAM | 220VDC | 700-K always with bifurcated contacts available
700DC-M310ZL | 240VDC | CONTROL RELAY, 4-pole: 3xNO + 1xNC, Multipack | 700-K31Z-ZLM | 240VDC | 700-K always with bifurcated contacts available
700DC-M310ZT | 250VDC | CONTROL RELAY, 4-pole: 3xNO + 1xNC, Multipack | 700-K31Z-ZTM | 250VDC | 700-K always with bifurcated contacts available
700-M220KQ | 12V50/60 | CONTROL RELAY, 4-pole: 2xNO + 2xNC, Multipack | 700-K22Z-KQM | 12V50/60 | 700-K always with bifurcated contacts available
700-M220A24 | 24V50/60 | CONTROL RELAY, 4-pole: 2xNO + 2xNC, Multipack | 700-K22Z-KJM | 24V50/60 | 700-K always with bifurcated contacts available
700-M220VA24 | 24V50/60-V | CONTROL RELAY, 4-pole: 2xNO + 2xNC, Multipack | 700-K22Z-WJM | 24V50/60-V | 700-K always with bifurcated contacts available, (with varistor)
700-M220KV | 32V50/60 | CONTROL RELAY, 4-pole: 2xNO + 2xNC, Multipack | 700-K22Z-VUM | 32V50/60 | 700-K always with bifurcated contacts available
700-M220KC | 36V50/60 | CONTROL RELAY, 4-pole: 2xNO + 2xNC, Multipack | 700-K22Z-KVM | 36V50/60 | 700-K always with bifurcated contacts available
700-M220KX | 42V50/60 | CONTROL RELAY, 4-pole: 2xNO + 2xNC, Multipack | 700-K22Z-KWM | 42V50/60 | 700-K always with bifurcated contacts available
700-M220A48 | 48V50/60 | CONTROL RELAY, 4-pole: 2xNO + 2xNC, Multipack | 700-K22Z-KYM | 48V50/60 | 700-K always with bifurcated contacts available
700-M220KR | 60V50/60 | CONTROL RELAY, 4-pole: 2xNO + 2xNC, Multipack | 700-K22Z-KRM | 60V50/60 | 700-K always with bifurcated contacts available
700-M220KM | 70V50/60 | CONTROL RELAY, 4-pole: 2xNO + 2xNC, Multipack | 700-K22Z-VGM | 70V50/60 | 700-K always with bifurcated contacts available
700-M220A1 | 100V50/110-120V60 | CONTROL RELAY, 4-pole: 2xNO + 2xNC, Multipack | 700-K22Z-DM | 110V50/120V60 | 700-K always with bifurcated contacts available
700-M220A8 | 125V50/60 | CONTROL RELAY, 4-pole: 2xNO + 2xNC, Multipack | 700-K22Z-VSM | 127V50/60 | 700-K always with bifurcated contacts available
700-M220KE | 135V50/60 | CONTROL RELAY, 4-pole: 2xNO + 2xNC, Multipack | 700-K22Z-VEM | 135V50/60 | 700-K always with bifurcated contacts available
700-M220KG | 200V50/60 | CONTROL RELAY, 4-pole: 2xNO + 2xNC, Multipack | 700-K22Z-KGM | 200V50/200-220V60 | 700-K always with bifurcated contacts available
700-M220KL | 200-230V50/60 | CONTROL RELAY, 4-pole: 2xNO + 2xNC, Multipack | 700-K22Z-KLM | 200-230V50/60 | 700-K always with bifurcated contacts available
700-M220KF | 230V50/60 | CONTROL RELAY, 4-pole: 2xNO + 2xNC, Multipack | 700-K22Z-KFM | 230V50/60 | 700-K always with bifurcated contacts available
700-M220A2 | 220-230V50/230-240V60 | CONTROL RELAY, 4-pole: 2xNO + 2xNC, Multipack | 700-K22Z-KFM | 230V50/60 | 700-K always with bifurcated contacts available
700-M220A23 | 240V50/60 | CONTROL RELAY, 4-pole: 2xNO + 2xNC, Multipack | 700-K22Z-KAM | 240V50/60 | 700-K always with bifurcated contacts available
700-M220KAA | 250V50/60 | CONTROL RELAY, 4-pole: 2xNO + 2xNC, Multipack | 700-K22Z-VTM | 250V50/60 | 700-K always with bifurcated contacts available
700-M220A3 | 380V50/60 | CONTROL RELAY, 4-pole: 2xNO + 2xNC, Multipack | 700-K22Z-NM | 380-400V50 | 700-K always with bifurcated contacts available
700-M220KN | 400V50/60 | CONTROL RELAY, 4-pole: 2xNO + 2xNC, Multipack | 700-K22Z-KNM | 400V50/60 | 700-K always with bifurcated contacts available
700-M220KU | 415V50/60 | CONTROL RELAY, 4-pole: 2xNO + 2xNC, Multipack | 700-K22Z-KUM | 415V50/60 | 700-K always with bifurcated contacts available
700-M220A4 | 440V50/440-480V60 | CONTROL RELAY, 4-pole: 2xNO + 2xNC, Multipack | 700-K22Z-BM | 440V50/480V60 | 700-K always with bifurcated contacts available
700-M220KZ | 500V50/60 | CONTROL RELAY, 4-pole: 2xNO + 2xNC, Multipack | 700-K22Z-MM | 500V50/575V60 | 700-K always with bifurcated contacts available
700-M220CB | 575-600V60 | CONTROL RELAY, 4-pole: 2xNO + 2xNC, Multipack | 700-K22Z-VCM | 525V50/600V60 | 700-K always with bifurcated contacts available
700DC-M220ZRA | 9VDC | CONTROL RELAY, 4-pole: 2xNO + 2xNC, Multipack | 700-K22Z-ZRM | 9 (6...12)VDC | 700-K always with bifurcated contacts available, wide range coil 0.7…1.25xUe
700DC-M220Z12 | 12VDC | CONTROL RELAY, 4-pole: 2xNO + 2xNC, Multipack | 700-K22Z-ZQM | 12 (7.5...15)VDC | 700-K always with bifurcated contacts available, wide range coil 0.7…1.25xUe
700DC-M220Z24 | 24VDC | CONTROL RELAY, 4-pole: 2xNO + 2xNC, Multipack | 700-K22Z-ZJM | 24 (17...30)VDC | 700-K always with bifurcated contacts available, wide range coil 0.7…1.25xUe
700DC-M220D24 | 24VDC-D | CONTROL RELAY, 4-pole: 2xNO + 2xNC, Multipack | 700-K22Z-DJM | 24 (17...30)VDC-D | 700-K always with bifurcated contacts available, wide range coil 0.7…1.25xUe with diode
700DC-M220ZC | 30VDC | CONTROL RELAY, 4-pole: 2xNO + 2xNC, Multipack | 700-K22Z-ZCM | 30VDC | 700-K always with bifurcated contacts available
700DC-M220Z36 | 36VDC | CONTROL RELAY, 4-pole: 2xNO + 2xNC, Multipack | 700-K22Z-ZWM | 36VDC | 700-K always with bifurcated contacts available
700DC-M220Z48 | 48VDC | CONTROL RELAY, 4-pole: 2xNO + 2xNC, Multipack | 700-K22Z-ZYM | 48VDC | 700-K always with bifurcated contacts available
700DC-M220Z60 | 60VDC | CONTROL RELAY, 4-pole: 2xNO + 2xNC, Multipack | 700-K22Z-ZZM | 60VDC | 700-K always with bifurcated contacts available
700DC-M220ZG | 72VDC | CONTROL RELAY, 4-pole: 2xNO + 2xNC, Multipack | 700-K22Z-ZGM | 72VDC | 700-K always with bifurcated contacts available
700DC-M220Z80 | 80VDC | CONTROL RELAY, 4-pole: 2xNO + 2xNC, Multipack | 700-K22Z-ZEM | 80VDC | 700-K always with bifurcated contacts available
700DC-M220Z11 | 110VDC | CONTROL RELAY, 4-pole: 2xNO + 2xNC, Multipack | 700-K22Z-ZDM | 110 (93.5...137.5)VDC | 700-K always with bifurcated contacts available, wide range coil 0.7…1.25xUe
700DC-M220ZU | 120VDC | CONTROL RELAY, 4-pole: 2xNO + 2xNC, Multipack | 700-K22Z-ZUM | 120VDC | 700-K always with bifurcated contacts available
700DC-M220Z3 | 125VDC | CONTROL RELAY, 4-pole: 2xNO + 2xNC, Multipack | 700-K22Z-ZSM | 125VDC | 700-K always with bifurcated contacts available
700DC-M220Z2 | 220VDC | CONTROL RELAY, 4-pole: 2xNO + 2xNC, Multipack | 700-K22Z-ZAM | 220VDC | 700-K always with bifurcated contacts available
700DC-M220ZL | 240VDC | CONTROL RELAY, 4-pole: 2xNO + 2xNC, Multipack | 700-K22Z-ZLM | 240VDC | 700-K always with bifurcated contacts available
700DC-M220ZT | 250VDC | CONTROL RELAY, 4-pole: 2xNO + 2xNC, Multipack | 700-K22Z-ZTM | 250VDC | 700-K always with bifurcated contacts available

## 193-K_193-M
193-K |  |  |  |  | 193-M
Max.current rating of backup gL fuse [A] |  | Setting Range [A] | For use with |  | Max.current rating of backup gL fuse [A] |  | Setting Range [A] | For use with
IEC-Coordination Type 1 | IEC-Coordination Type 2 |  |  |  | IEC-Coordination Type 1 | IEC-Coordination Type 2
25 | 0.5 | 0.1...0.16 | K05…K12 | 193-KA16 | 25 | 1 | 0.10…0.15 | M05…M12 | 193-M-A15
25 | 1 | 0.16...0.25 |  | 193-KA25 | 25 | 1 | 0.15…0.23 |  | 193-M-A23
25 | 2 | 0.25...0.4 |  | 193-KA40 | 25 | 1 | 0.23…0.35 |  | 193-M-A35
25 | 4 | 0.35...0.5 |  | 193-KA50 | 25 | 1 | 0.35…0.55 |  | 193-M-A55
25 | 4 | 0.45...0.63 |  | 193-KA63 | 25 | 1 | 0.55…0.80 |  | 193-M-A80
25 | 4 | 0.55...0.8 |  | 193-KA80
25 | 4 | 0.75...1 |  | 193-KB10 | 25 | 1 | 0.8…1.2 |  | 193-M-B12
25 | 6 | 0.9...1.3 |  | 193-KB13
25 | 6 | 1.1...1.6 |  | 193-KB16 | 25 | 1 | 1.2…1.8 |  | 193-M-B18
25 | 10 | 1.4...2 |  | 193-KB20
25 | 16 | 1.8...2.5 |  | 193-KB25 | 25 | 1 | 1.8…2.7 |  | 193-M-B27
25 | 16 | 2.3...3.2 |  | 193-KB32 | 25 | 1 | 2.7…4 |  | 193-M-B40
25 | 16 | 2.9...4 |  | 193-KB40
25 | 16 | 3.5...4.8 |  | 193-KB48 | 25 | 1 | 4…6 |  | 193-M-B60
25 | 16 | 4.5...6.3 |  | 193-KB63
32 | 16 | 5.5...7.5 | K09…K12 | 193-KB75 | 25 | 1 | 6…7.7 | M09…M12 | 193-M-B77
40 | 16 | 7.2...10 |  | 193-KC10 | 25 | 1 | 7.5…9 |  | 193-M-B90
50 | 16 | 9...12.5 | K12 | 193-KC12 | 25 | 1 | 8.8…10.5 | M12 | 193-M-C10
[5 empty] | 25 | 1 | 10.4…12.5 |  | 193-M-C12
193-K, The New Generation Of Bimetallic Overload Relays,
Replacement for 193-M
New